## Networked buildings
ID | Constraint | Category | Height | Name | Annual demand (kWh) | Peak demand (kW) | Demand model | Tariff name | Connection cost name | Revenue (¤/yr) | Revenue (NPV, ¤) | Revenue (total, ¤) | Connection cost (principal, ¤) | Connection cost (NPV, ¤) | Connection cost (total, ¤)
/cw6XOVdnsr0bbqQ | required |  | 3 |  | 100161.88 | 71.5503 | 2d-lm | Standard | None | 5058.094 | 120424.1901 | 202323.76 | 0 | 0 | 0
vQPTT1CnmvzxzqrY | required |  | 3 |  | 18174.43 | 30.86 | 2d-svm | Standard | None | 958.7215 | 22825.4477 | 38348.86 | 0 | 0 | 0
Lkaw5L8yemZ7mcwZ | required |  | 3 |  | 12156.328 | 27.8732 | 2d-svm | Standard | None | 657.8164 | 15661.4344 | 26312.656 | 0 | 0 | 0
Hm6C98mMQb+AQQZQ | required |  | 3 |  | 15681.728 | 29.6228 | 2d-svm | Standard | None | 834.0864 | 19858.1085 | 33363.456 | 0 | 0 | 0
SqJKCp0nYJn/0Ysc | required |  | 3 |  | 13005.376 | 28.2946 | 2d-svm | Standard | None | 700.2688 | 16672.1502 | 28010.752 | 0 | 0 | 0
rfA3P4P6roz+kx9t | required |  | 3 |  | 22357.58 | 32.9361 | 2d-svm | Standard | None | 1167.879 | 27805.1145 | 46715.16 | 0 | 0 | 0
g/q/Evsc49u2ipCv | required |  | 3 |  | 18037.852 | 30.7922 | 2d-svm | Standard | None | 951.8926 | 22662.8638 | 38075.704 | 0 | 0 | 0
mcjeLaiyk+eWKQhF | required |  | 3 |  | 16127.228 | 29.8439 | 2d-svm | Standard | None | 856.3614 | 20388.4364 | 34254.456 | 0 | 0 | 0
q+joj4jANLn108yC | required |  | 3 |  | 8326.661 | 25.9725 | 2d-lm | Standard | None | 466.3331 | 11102.5576 | 18653.322 | 0 | 0 | 0
GZeKekT1+KIFkQEv | required |  | 3 |  | 15541.3 | 29.5531 | 2d-svm | Standard | None | 827.065 | 19690.9414 | 33082.6 | 0 | 0 | 0
Rgsf8kNWZqlkT37i | required |  | 3 |  | 15586.426 | 29.5755 | 2d-svm | Standard | None | 829.3213 | 19744.6599 | 33172.852 | 0 | 0 | 0
nSSRUujT7eqSKHL3 | required |  | 3 |  | 14896.244 | 29.233 | 2d-svm | Standard | None | 794.8122 | 18923.0598 | 31792.488 | 0 | 0 | 0
l9PHQeuL4TBvnZnd | required |  | 3 |  | 38702.312 | 41.048 | 2d-svm | Standard | None | 1985.1156 | 47262.0593 | 79404.624 | 0 | 0 | 0
5eQ/vNfw5mYdUpuB | required |  | 3 |  | 12178.254 | 27.8841 | 2d-svm | Standard | None | 658.9127 | 15687.5353 | 26356.508 | 0 | 0 | 0
ujYXFfwuzLcNK619 | required |  | 3 |  | 15423.315 | 29.4946 | 2d-svm | Standard | None | 821.1658 | 19550.4908 | 32846.63 | 0 | 0 | 0
ov+CPH0iBpbt1zIw | required |  | 3 |  | 18095.156 | 30.8206 | 2d-svm | Standard | None | 954.7578 | 22731.0791 | 38190.312 | 0 | 0 | 0
D+lbtV+GRz40I+CN | required |  | 3 |  | 19400.742 | 31.4686 | 2d-svm | Standard | None | 1020.0371 | 24285.2627 | 40801.484 | 0 | 0 | 0
9GANNGmGFK3kePox | required |  | 3 |  | 16672.006 | 30.1143 | 2d-svm | Standard | None | 883.6003 | 21036.946 | 35344.012 | 0 | 0 | 0
CQi1ZcMk/ivYfolk | required |  | 3 |  | 33730.387 | 38.5804 | 2d-svm | Standard | None | 1736.5194 | 41343.4263 | 69460.774 | 0 | 0 | 0
6WPQV1a9U/19/ZJZ | required |  | 3 |  | 292371.5 | 166.944 | 2d-lm | Standard | None | 14668.575 | 349232.5893 | 586743 | 0 | 0 | 0
in2NGGtn8nfFGMht | required |  | 3 |  | 22578.256 | 33.0456 | 2d-lm | Standard | None | 1178.9128 | 28067.8096 | 47156.512 | 0 | 0 | 0
ZDoKHJaSYmbS0uz6 | required |  | 3 |  | 59809.47 | 51.5234 | 2d-svm | Standard | None | 3040.4735 | 72388.2472 | 121618.94 | 0 | 0 | 0
xXK59im8jqv/PM8d | required |  | 3 |  | 22099.002 | 32.8077 | 2d-svm | Standard | None | 1154.9501 | 27497.3004 | 46198.004 | 0 | 0 | 0
JfERdHncp4p6HkuM | required |  | 3 |  | 12764.192 | 28.1749 | 2d-svm | Standard | None | 688.2096 | 16385.0422 | 27528.384 | 0 | 0 | 0
Ypma4LSTCH7yxHJq | required |  | 3 |  | 208282.3 | 125.2105 | 2d-lm | Standard | None | 10464.115 | 249131.9011 | 418564.6 | 0 | 0 | 0
ICxIKgKHGh1009YP | required |  | 3 |  | 15801.366 | 29.6822 | 2d-svm | Standard | None | 840.0683 | 20000.5268 | 33602.732 | 0 | 0 | 0
sKDJqQ9s1DCS7Y/G | required |  | 3 |  | 103679.94 | 73.2964 | 2d-lm | Standard | None | 5233.997 | 124612.1266 | 209359.88 | 0 | 0 | 0
3CKWp0Sf9JIV00gu | required |  | 3 |  | 16067.407 | 29.8143 | 2d-svm | Standard | None | 853.3704 | 20317.2249 | 34134.814 | 0 | 0 | 0
VtgI3genJYngir1c | required |  | 3 |  | 12101.974 | 27.8462 | 2d-svm | Standard | None | 655.0987 | 15596.7308 | 26203.948 | 0 | 0 | 0
FHV18f+0W0R0IaoN | required |  | 3 |  | 19688.322 | 31.6113 | 2d-svm | Standard | None | 1034.4161 | 24627.601 | 41376.644 | 0 | 0 | 0
aVvxIFjtBwTewzWA | required |  | 3 |  | 16475.543 | 30.0168 | 2d-svm | Standard | None | 873.7772 | 20803.0744 | 34951.086 | 0 | 0 | 0
wr7tjK0QPkyFQU0A | required |  | 3 |  | 8444.167 | 26.0308 | 2d-lm | Standard | None | 472.2083 | 11242.438 | 18888.334 | 0 | 0 | 0
R2/7HZhP0Cc3Dbqn | required |  | 3 |  | 13461.566 | 28.521 | 2d-svm | Standard | None | 723.0783 | 17215.2037 | 28923.132 | 0 | 0 | 0
f2zQ3A2hQc1i8nwj | required |  | 3 |  | 69573.055 | 56.3691 | 2d-svm | Standard | None | 3528.6527 | 84010.9238 | 141146.11 | 0 | 0 | 0
mjhO2SUA0krN7djc | required |  | 3 |  | 4767.8027 | 24.2063 | 2d-lm | Standard | None | 288.3901 | 6866.0544 | 11535.6054 | 0 | 0 | 0
yl4P3K11694C94yp | required |  | 3 |  | 189963.86 | 116.1191 | 2d-lm | Standard | None | 9548.193 | 227325.4331 | 381927.72 | 0 | 0 | 0
i23EnwhbGhc453RS | required |  | 3 |  | 18740.652 | 31.141 | 2d-svm | Standard | None | 987.0326 | 23499.4845 | 39481.304 | 0 | 0 | 0
kGKZV5mjNFHuvvYN | required |  | 3 |  | 4694.041 | 24.1697 | 2d-lm | Standard | None | 284.702 | 6778.2477 | 11388.082 | 0 | 0 | 0
w+8yGy0xlfpJ08OW | required |  | 3 |  | 71666.32 | 57.408 | 2d-svm | Standard | None | 3633.316 | 86502.769 | 145332.64 | 0 | 0 | 0
hHyFIaFvK+hnPMGZ | required |  | 3 |  | 17191.781 | 30.3723 | 2d-svm | Standard | None | 909.5891 | 21655.6918 | 36383.562 | 0 | 0 | 0
xH9TttjgvfQM+K1z | required |  | 3 |  | 16518.102 | 30.0379 | 2d-svm | Standard | None | 875.9051 | 20853.7371 | 35036.204 | 0 | 0 | 0
3+Kr0uXn8p+8Zl7P | required |  | 3 |  | 14371.651 | 28.9727 | 2d-svm | Standard | None | 768.5826 | 18298.5787 | 30743.302 | 0 | 0 | 0
sx5C+nXiJNpXJlXv | required |  | 3 |  | 15091.185 | 29.3298 | 2d-svm | Standard | None | 804.5593 | 19155.1197 | 32182.37 | 0 | 0 | 0
VBYwWVTj2fm5MFKp | required |  | 3 |  | 21571.271 | 32.5458 | 2d-svm | Standard | None | 1128.5636 | 26869.0838 | 45142.542 | 0 | 0 | 0
46i1x4cLG9ltoZjN | required |  | 3 |  | 260436.25 | 151.0945 | 2d-lm | Standard | None | 13071.8125 | 311216.5242 | 522872.5 | 0 | 0 | 0
ONFUgJFiJXQ1mpS7 | required |  | 3 |  | 16937.764 | 30.2462 | 2d-svm | Standard | None | 896.8882 | 21353.3072 | 35875.528 | 0 | 0 | 0
TCKh4NvT74eWEDzg | required |  | 3 |  | 14860.333 | 29.2152 | 2d-svm | Standard | None | 793.0167 | 18880.311 | 31720.666 | 0 | 0 | 0
9D5Udgbe0L4Y6368 | required |  | 3 |  | 333635.84 | 187.4235 | 2d-lm | Standard | None | 16731.792 | 398354.1035 | 669271.68 | 0 | 0 | 0
GOsNPG2ubOVWOG+u | required |  | 3 |  | 16690.674 | 30.1236 | 2d-svm | Standard | None | 884.5337 | 21059.1686 | 35381.348 | 0 | 0 | 0
w5OOzWnNXg+upGs2 | required |  | 3 |  | 79202.12 | 61.148 | 2d-lm | Standard | None | 4010.106 | 95473.4664 | 160404.24 | 0 | 0 | 0
pK3Go/sFzBgaa4V5 | required |  | 3 |  | 24704.838 | 34.101 | 2d-svm | Standard | None | 1285.2419 | 30599.3157 | 51409.676 | 0 | 0 | 0
nQRLWZwE+rPXzBxe | required |  | 3 |  | 14839.318 | 29.2048 | 2d-svm | Standard | None | 791.9659 | 18855.2945 | 31678.636 | 0 | 0 | 0
a6BKFWjOI9zJcUFC | required |  | 3 |  | 6276.7915 | 24.9552 | 2d-lm | Standard | None | 363.8396 | 8662.3709 | 14553.583 | 0 | 0 | 0
xM8CJxtGXbgxyQM0 | required |  | 3 |  | 4453.543 | 24.0503 | 2d-lm | Standard | None | 272.6771 | 6491.9562 | 10907.086 | 0 | 0 | 0
tBrT8wBAmJUJ+sRw | required |  | 3 |  | 121736.76 | 82.258 | 2d-lm | Standard | None | 6136.838 | 146107.1593 | 245473.52 | 0 | 0 | 0
0b5jb68O46s/R0Td | required |  | 3 |  | 24202.531 | 33.8517 | 2d-svm | Standard | None | 1260.1265 | 30001.364 | 50405.062 | 0 | 0 | 0
Cl0GF7FFaYSrGS79 | required |  | 3 |  | 15667.109 | 29.6156 | 2d-svm | Standard | None | 833.3555 | 19840.7058 | 33334.218 | 0 | 0 | 0
UtNHsWmAgl1aQbbi | required |  | 3 |  | 32932.395 | 38.1843 | 2d-svm | Standard | None | 1696.6197 | 40393.488 | 67864.79 | 0 | 0 | 0
S9fY0+bkxHAIeMfI | required |  | 3 |  | 14307.879 | 28.941 | 2d-svm | Standard | None | 765.394 | 18222.6638 | 30615.758 | 0 | 0 | 0
vwOsPOpEnOkjm2gU | required |  | 3 |  | 7513.2373 | 25.5688 | 2d-lm | Standard | None | 425.6619 | 10134.2493 | 17026.4746 | 0 | 0 | 0
3F4bGu2Xb0vcRx+w | required |  | 3 |  | 4661.3657 | 24.1534 | 2d-lm | Standard | None | 283.0683 | 6739.3506 | 11322.7314 | 0 | 0 | 0
QuMeDanYJAchXy2B | required |  | 3 |  | 17613.236 | 30.5815 | 2d-svm | Standard | None | 930.6618 | 22157.3964 | 37226.472 | 0 | 0 | 0
fX+d9zRR3mX6XMK/ | required |  | 3 |  | 4756.756 | 24.2008 | 2d-lm | Standard | None | 287.8378 | 6852.9043 | 11513.512 | 0 | 0 | 0
wDiyY3tQORluwv+y | required |  | 3 |  | 52315.14 | 47.804 | 2d-svm | Standard | None | 2665.757 | 63466.9161 | 106630.28 | 0 | 0 | 0
JsvzPxz26poIjQAP | required |  | 3 |  | 231838.83 | 136.9016 | 2d-lm | Standard | None | 11641.9415 | 277173.8478 | 465677.66 | 0 | 0 | 0
EKDV+gLbjAoFFllD | required |  | 3 |  | 173531.33 | 107.9636 | 2d-lm | Standard | None | 8726.5665 | 207763.9726 | 349062.66 | 0 | 0 | 0
HO4z48boo5HPdi5X | required |  | 3 |  | 59748.6 | 51.4932 | 2d-svm | Standard | None | 3037.43 | 72315.7869 | 121497.2 | 0 | 0 | 0
/0uqzejGfe3kMo+U | required |  | 3 |  | 19043.842 | 31.2915 | 2d-svm | Standard | None | 1002.1921 | 23860.4051 | 40087.684 | 0 | 0 | 0
myOEhjni+qW085PI | required |  | 3 |  | 15539.405 | 29.5522 | 2d-svm | Standard | None | 826.9703 | 19688.6856 | 33078.81 | 0 | 0 | 0
3+f467fLBZfIXhdN | required |  | 3 |  | 16510.152 | 30.034 | 2d-svm | Standard | None | 875.5076 | 20844.2733 | 35020.304 | 0 | 0 | 0
EuX1UDzesLrRlhmB | required |  | 3 |  | 22094.008 | 32.8053 | 2d-svm | Standard | None | 1154.7004 | 27491.3555 | 46188.016 | 0 | 0 | 0
4zKFJoCIUlrY9YY/ | required |  | 3 |  | 18393.793 | 30.9688 | 2d-svm | Standard | None | 969.6897 | 23086.5798 | 38787.586 | 0 | 0 | 0
/MOKK9yoSVEr5Upg | required |  | 3 |  | 12378.134 | 27.9833 | 2d-svm | Standard | None | 668.9067 | 15925.4746 | 26756.268 | 0 | 0 | 0
Qr7UgRTAZaV/4RfW | required |  | 3 |  | 15630.885 | 29.5976 | 2d-svm | Standard | None | 831.5443 | 19797.5844 | 33261.77 | 0 | 0 | 0
0yivHZ82NfnFuz0j | required |  | 3 |  | 414355.8 | 227.4848 | 2d-lm | Standard | None | 20767.79 | 494444.0122 | 830711.6 | 0 | 0 | 0
XPb+ciLq2NwxVF6o | required |  | 3 |  | 7070.148 | 25.3489 | 2d-lm | Standard | None | 403.5074 | 9606.791 | 16140.296 | 0 | 0 | 0
xQEW72Kt5iXo/wy7 | required |  | 3 |  | 13276.934 | 28.4293 | 2d-svm | Standard | None | 713.8467 | 16995.4158 | 28553.868 | 0 | 0 | 0
24S4V2TMIjGRaOzS | required |  | 3 |  | 15258.882 | 29.413 | 2d-svm | Standard | None | 812.9441 | 19354.748 | 32517.764 | 0 | 0 | 0
sNzhF3nKWLuCdx6y | required |  | 3 |  | 27545.012 | 35.5106 | 2d-svm | Standard | None | 1427.2506 | 33980.2893 | 57090.024 | 0 | 0 | 0
ACg8Ifo9DPv4ezK0 | required |  | 3 |  | 18051.93 | 30.7992 | 2d-svm | Standard | None | 952.5965 | 22679.6224 | 38103.86 | 0 | 0 | 0
eGfJ7unDN7Q9seiP | required |  | 3 |  | 15648.848 | 29.6065 | 2d-svm | Standard | None | 832.4424 | 19818.9677 | 33297.696 | 0 | 0 | 0
q/03WSMbxRF4uJlb | required |  | 3 |  | 24345.242 | 33.9225 | 2d-svm | Standard | None | 1267.2621 | 30171.2487 | 50690.484 | 0 | 0 | 0
TW4PUSR4TP2OeD42 | required |  | 3 |  | 4633.3 | 24.1395 | 2d-lm | Standard | None | 281.665 | 6705.9409 | 11266.6 | 0 | 0 | 0
1QfQUDlZi82KSmUi | required |  | 3 |  | 9019.769 | 26.3165 | 2d-lm | Standard | None | 500.9885 | 11927.6408 | 20039.538 | 0 | 0 | 0
iiN2Kl4qCGV/7J8T | required |  | 3 |  | 31555.812 | 37.5012 | 2d-svm | Standard | None | 1627.7906 | 38754.7888 | 65111.624 | 0 | 0 | 0
GGbr17tdVv7K4DKj | required |  | 3 |  | 44315.55 | 43.8338 | 2d-svm | Standard | None | 2265.7775 | 53944.1182 | 90631.1 | 0 | 0 | 0
LaEZuDQUHn6I2TGf | required |  | 3 |  | 19398.064 | 31.4673 | 2d-lm | Standard | None | 1019.9032 | 24282.0748 | 40796.128 | 0 | 0 | 0
UjfXZ2UVCHcY1eIZ | required |  | 3 |  | 12638.165 | 28.1123 | 2d-svm | Standard | None | 681.9083 | 16235.0183 | 27276.33 | 0 | 0 | 0
F23SU1kL/y4VW2Vf | required |  | 3 |  | 15669.626 | 29.6168 | 2d-svm | Standard | None | 833.4813 | 19843.7021 | 33339.252 | 0 | 0 | 0
BcdwT8Z9OUR07Tvw | required |  | 3 |  | 33663.223 | 38.5471 | 2d-svm | Standard | None | 1733.1611 | 41263.4735 | 69326.446 | 0 | 0 | 0
qpii8pAWlRK5ub0n | required |  | 3 |  | 2865387.5 | 1443.9319 | 2d-lm | Standard | None | 143319.375 | 3412178.5128 | 5732775 | 0 | 0 | 0
4447tGNJtg9BTaMp | required |  | 3 |  | 12582.98 | 28.0849 | 2d-svm | Standard | None | 679.149 | 16169.3255 | 27165.96 | 0 | 0 | 0
1jo65n/SRuKH7HBq | required |  | 3 |  | 22227.756 | 32.8716 | 2d-svm | Standard | None | 1161.3878 | 27650.5706 | 46455.512 | 0 | 0 | 0
YioGxGVwEsOftH8+ | required |  | 3 |  | 15292.671 | 29.4298 | 2d-lm | Standard | None | 814.6336 | 19394.9708 | 32585.342 | 0 | 0 | 0
/y5gqmXxR7ZIzHA+ | required |  | 3 |  | 77263.46 | 60.1859 | 2d-svm | Standard | None | 3913.173 | 93165.6646 | 156526.92 | 0 | 0 | 0
IUpbhb7/eJN9tX+h | required |  | 3 |  | 13637.711 | 28.6084 | 2d-svm | Standard | None | 731.8855 | 17424.8886 | 29275.422 | 0 | 0 | 0
DKOg2Mb6Qjx2vxDb | required |  | 3 |  | 18735.354 | 31.1384 | 2d-svm | Standard | None | 986.7677 | 23493.1777 | 39470.708 | 0 | 0 | 0
COL8kGNbLorSy/3j | required |  | 3 |  | 21877.22 | 32.6977 | 2d-svm | Standard | None | 1143.861 | 27233.2888 | 45754.44 | 0 | 0 | 0
nYo36fqqCJZXyQ9R | required |  | 3 |  | 15396.879 | 29.4815 | 2d-svm | Standard | None | 819.844 | 19519.0211 | 32793.758 | 0 | 0 | 0
+punBjwKgI/iwV4A | required |  | 3 |  | 4668.841 | 24.1571 | 2d-lm | Standard | None | 283.442 | 6748.2493 | 11337.682 | 0 | 0 | 0
uiBmjuQBWQkskypa | required |  | 3 |  | 17091.06 | 30.3223 | 2d-svm | Standard | None | 904.553 | 21535.7924 | 36182.12 | 0 | 0 | 0
0ln5GAyFJ0K21uPu | required |  | 3 |  | 4768.196 | 24.2065 | 2d-lm | Standard | None | 288.4098 | 6866.5226 | 11536.392 | 0 | 0 | 0
BaJWvA3lkWMZaZSM | required |  | 3 |  | 84855.47 | 63.9538 | 2d-lm | Standard | None | 4292.7735 | 102203.275 | 171710.94 | 0 | 0 | 0
VAu1jMCqPMcTMe/5 | required |  | 3 |  | 19118.79 | 31.3287 | 2d-svm | Standard | None | 1005.9395 | 23949.624 | 40237.58 | 0 | 0 | 0
yAtmfYzS6SxO3OLv | required |  | 3 |  | 15991.879 | 29.7768 | 2d-svm | Standard | None | 849.594 | 20227.3155 | 33983.758 | 0 | 0 | 0
gTPtjc5k4j0sBBQw | required |  | 3 |  | 61425.97 | 52.3257 | 2d-svm | Standard | None | 3121.2985 | 74312.5462 | 124851.94 | 0 | 0 | 0
hsxAQcUDI++oHgmp | required |  | 3 |  | 82126.1 | 62.5992 | 2d-lm | Standard | None | 4156.305 | 98954.2036 | 166252.2 | 0 | 0 | 0
Wuq+B8NVIkYCr8mU | required |  | 3 |  | 15660.956 | 29.6125 | 2d-svm | Standard | None | 833.0478 | 19833.3812 | 33321.912 | 0 | 0 | 0
n6gJf6BHgUo6pUwS | required |  | 3 |  | 26167.547 | 34.827 | 2d-svm | Standard | None | 1358.3773 | 32340.5402 | 54335.094 | 0 | 0 | 0
9gdJriNuqyDgbAu+ | required |  | 3 |  | 17403.285 | 30.4773 | 2d-svm | Standard | None | 920.1643 | 21907.4684 | 36806.57 | 0 | 0 | 0
eFjine0DKsIdIq8K | required |  | 3 |  | 20105.293 | 31.8183 | 2d-svm | Standard | None | 1055.2647 | 25123.9678 | 42210.586 | 0 | 0 | 0
hAuBtSfFqwmrgAhN | required |  | 3 |  | 27892.693 | 35.6831 | 2d-svm | Standard | None | 1444.6346 | 34394.1725 | 57785.386 | 0 | 0 | 0
oXN4i6rORj/G27wb | required |  | 3 |  | 21154.248 | 32.3389 | 2d-svm | Standard | None | 1107.7124 | 26372.6551 | 44308.496 | 0 | 0 | 0
F/i4Ow5w1u4tfDS4 | required |  | 3 |  | 22577.945 | 33.0454 | 2d-svm | Standard | None | 1178.8972 | 28067.4393 | 47155.89 | 0 | 0 | 0
gADoAgm1zdWsiMS7 | required |  | 3 |  | 15974.073 | 29.7679 | 2d-svm | Standard | None | 848.7037 | 20206.1191 | 33948.146 | 0 | 0 | 0
lZlmy6fE9fLKsCbT | required |  | 3 |  | 18898.158 | 31.2192 | 2d-svm | Standard | None | 994.9079 | 23686.9813 | 39796.316 | 0 | 0 | 0
d1BzcoyBT5AQhWz2 | required |  | 3 |  | 42200.984 | 42.7843 | 2d-svm | Standard | None | 2160.0492 | 51426.9161 | 86401.968 | 0 | 0 | 0
gf0roFzlylnoVO51 | required |  | 3 |  | 15815.516 | 29.6892 | 2d-svm | Standard | None | 840.7758 | 20017.3711 | 33631.032 | 0 | 0 | 0
oCEj/zMPA/TFvsFG | required |  | 3 |  | 62242.47 | 52.7309 | 2d-svm | Standard | None | 3162.1235 | 75284.5166 | 126484.94 | 0 | 0 | 0
u9XGZGmZym5VhUoC | required |  | 3 |  | 4757.1714 | 24.201 | 2d-lm | Standard | None | 287.8586 | 6853.3988 | 11514.3428 | 0 | 0 | 0
3wLja1TXzTlHTa1d | required |  | 3 |  | 11355.82 | 27.4759 | 2d-svm | Standard | None | 617.791 | 14708.501 | 24711.64 | 0 | 0 | 0
Xu0UusQ+/83rywuu | required |  | 3 |  | 13459.14 | 28.5198 | 2d-svm | Standard | None | 722.957 | 17212.3158 | 28918.28 | 0 | 0 | 0
2VHotmzadR4I6JB2 | required |  | 3 |  | 15283.167 | 29.425 | 2d-svm | Standard | None | 814.1584 | 19383.6571 | 32566.334 | 0 | 0 | 0
hHN0bui8JkGynYN3 | required |  | 3 |  | 16926.812 | 30.2408 | 2d-svm | Standard | None | 896.3406 | 21340.2698 | 35853.624 | 0 | 0 | 0
AIejkjvcOGD3glqy | required |  | 3 |  | 13381.439 | 28.4812 | 2d-svm | Standard | None | 719.072 | 17119.8197 | 28762.878 | 0 | 0 | 0
ZhizYW4XwvqgvjPy | required |  | 3 |  | 13735.06 | 28.6567 | 2d-svm | Standard | None | 736.753 | 17540.7739 | 29470.12 | 0 | 0 | 0
LYS62OTAy38u6nAl | required |  | 3 |  | 576752.9 | 308.0825 | 2d-lm | Standard | None | 28887.645 | 687763.2669 | 1155505.8 | 0 | 0 | 0
Rj6yZooPAn3950bZ | required |  | 3 |  | 18714.932 | 31.1282 | 2d-svm | Standard | None | 985.7466 | 23468.8671 | 39429.864 | 0 | 0 | 0
qUbtAdk1PfVbGI+X | required |  | 3 |  | 16779.191 | 30.1675 | 2d-svm | Standard | None | 888.9596 | 21164.5402 | 35558.382 | 0 | 0 | 0
ERrMRyQfg4fGKZdc | required |  | 3 |  | 13941.038 | 28.7589 | 2d-svm | Standard | None | 747.0519 | 17785.9724 | 29882.076 | 0 | 0 | 0
brMoueTInAUItl+n | required |  | 3 |  | 15402.483 | 29.4843 | 2d-svm | Standard | None | 820.1242 | 19525.6922 | 32804.966 | 0 | 0 | 0
42WQ/3uPZHPNheW+ | required |  | 3 |  | 19632.787 | 31.5838 | 2d-svm | Standard | None | 1031.6393 | 24561.4916 | 41265.574 | 0 | 0 | 0
2forsb/9VnmifIlT | required |  | 3 |  | 28388.055 | 35.929 | 2d-svm | Standard | None | 1469.4028 | 34983.8568 | 58776.11 | 0 | 0 | 0
Xs7K6rMSjRDkP0Oa | required |  | 3 |  | 17958.344 | 30.7527 | 2d-svm | Standard | None | 947.9172 | 22568.2166 | 37916.688 | 0 | 0 | 0
fTVMtxMkNWGCb6A5 | required |  | 3 |  | 15833.455 | 29.6981 | 2d-svm | Standard | None | 841.6728 | 20038.7259 | 33666.91 | 0 | 0 | 0
rrLytC8m+3WrUsKA | required |  | 3 |  | 4698.8906 | 24.1721 | 2d-lm | Standard | None | 284.9445 | 6784.0207 | 11397.7812 | 0 | 0 | 0
kOyY2whd8NEf/u5X | required |  | 3 |  | 18371.432 | 30.9577 | 2d-svm | Standard | None | 968.5716 | 23059.961 | 38742.864 | 0 | 0 | 0
CXrVyvfOeJ2svHae | required |  | 3 |  | 14964.8 | 29.267 | 2d-svm | Standard | None | 798.24 | 19004.6696 | 31929.6 | 0 | 0 | 0
CvlMPjLYY7ShRGBG | required |  | 3 |  | 89538.45 | 66.2779 | 2d-lm | Standard | None | 4526.9225 | 107777.9448 | 181076.9 | 0 | 0 | 0
vesfs9eZreOKIhdp | required |  | 3 |  | 42308.42 | 42.8377 | 2d-svm | Standard | None | 2165.421 | 51554.809 | 86616.84 | 0 | 0 | 0
qrQEw1/yiiCPuU4o | required |  | 3 |  | 4609.3125 | 24.1276 | 2d-lm | Standard | None | 280.4656 | 6677.3859 | 11218.625 | 0 | 0 | 0
BLoJTde6wn9CJ4vc | required |  | 3 |  | 15272.706 | 29.4198 | 2d-svm | Standard | None | 813.6353 | 19371.2043 | 32545.412 | 0 | 0 | 0
9vwZf88y38JNhvPf | required |  | 3 |  | 367342.53 | 204.1521 | 2d-lm | Standard | None | 18417.1265 | 438478.9099 | 736685.06 | 0 | 0 | 0
AyWnD+RXNVTuUnSG | required |  | 3 |  | 43948.74 | 43.6518 | 2d-svm | Standard | None | 2247.437 | 53507.4636 | 89897.48 | 0 | 0 | 0
03JasHjUNyn4CQy6 | required |  | 3 |  | 15533.838 | 29.5494 | 2d-svm | Standard | None | 826.6919 | 19682.0586 | 33067.676 | 0 | 0 | 0
z/YbnsiYceyqVQM3 | required |  | 3 |  | 91175.35 | 67.0903 | 2d-svm | Standard | None | 4608.7675 | 109726.5281 | 184350.7 | 0 | 0 | 0
hWmvgmFTQuEvg0TR | required |  | 3 |  | 42797.42 | 43.0804 | 2d-svm | Standard | None | 2189.871 | 52136.9199 | 87594.84 | 0 | 0 | 0
5MhiFvhpzO1VS1US | required |  | 3 |  | 15647.455 | 29.6058 | 2d-svm | Standard | None | 832.3727 | 19817.3095 | 33294.91 | 0 | 0 | 0
wXmwZpeKqLwTLpzC | required |  | 3 |  | 31418.242 | 37.4329 | 2d-svm | Standard | None | 1620.9121 | 38591.024 | 64836.484 | 0 | 0 | 0
KjpCUGmKYekxs/kn | required |  | 3 |  | 55392.79 | 49.3314 | 2d-svm | Standard | None | 2819.6395 | 67130.5838 | 112785.58 | 0 | 0 | 0
Ag81Z3FMDe2wZ3Ug | required |  | 3 |  | 14038.122 | 28.8071 | 2d-svm | Standard | None | 751.9061 | 17901.5422 | 30076.244 | 0 | 0 | 0
2NtQCFahorw/x5uE | required |  | 3 |  | 22404.232 | 32.9592 | 2d-svm | Standard | None | 1170.2116 | 27860.6495 | 46808.464 | 0 | 0 | 0
8tQ/9qGNEoeTLmkF | required |  | 3 |  | 15674.513 | 29.6193 | 2d-svm | Standard | None | 833.7257 | 19849.5196 | 33349.026 | 0 | 0 | 0
p3DJhRz4FXpLw5sM | required |  | 3 |  | 35876.805 | 39.6457 | 2d-svm | Standard | None | 1843.8403 | 43898.5453 | 73753.61 | 0 | 0 | 0
7ZygoImNQFkod69E | required |  | 3 |  | 18395.197 | 30.9695 | 2d-svm | Standard | None | 969.7599 | 23088.2511 | 38790.394 | 0 | 0 | 0
bw7xAwuo2hN3eY/7 | required |  | 3 |  | 14604.0625 | 29.088 | 2d-svm | Standard | None | 780.2031 | 18575.2438 | 31208.125 | 0 | 0 | 0
c5hReSdQ0Rg+ydKL | required |  | 3 |  | 4762.0884 | 24.2034 | 2d-lm | Standard | None | 288.1044 | 6859.252 | 11524.1768 | 0 | 0 | 0
lhh8ynxSI0/4Tzg/ | required |  | 3 |  | 14692.371 | 29.1318 | 2d-svm | Standard | None | 784.6186 | 18680.3672 | 31384.742 | 0 | 0 | 0
LNrFdc8sfZjazCTv | required |  | 3 |  | 14804.434 | 29.1874 | 2d-svm | Standard | None | 790.2217 | 18813.7682 | 31608.868 | 0 | 0 | 0
DbKg0vsrlkkeBXi+ | required |  | 3 |  | 15206.444 | 29.387 | 2d-svm | Standard | None | 810.3222 | 19292.3253 | 32412.888 | 0 | 0 | 0
vRXLzl/694E4OWM9 | required |  | 3 |  | 18181.002 | 30.8632 | 2d-svm | Standard | None | 959.0501 | 22833.2711 | 38362.004 | 0 | 0 | 0
Gs3fzzKIglgaXGjl | required |  | 3 |  | 4758.862 | 24.2018 | 2d-lm | Standard | None | 287.9431 | 6855.4113 | 11517.724 | 0 | 0 | 0
xvGHlZMst9zALaEN | required |  | 3 |  | 15660.707 | 29.6124 | 2d-svm | Standard | None | 833.0354 | 19833.0848 | 33321.414 | 0 | 0 | 0
y83eIUF0faV4KzgS | required |  | 3 |  | 17174.744 | 30.3638 | 2d-svm | Standard | None | 908.7372 | 21635.4108 | 36349.488 | 0 | 0 | 0
BYsuv/7+0qtya3MR | required |  | 3 |  | 347451.6 | 194.2802 | 2d-lm | Standard | None | 17422.58 | 414800.5328 | 696903.2 | 0 | 0 | 0
sUl7yZTQwHhJnh1T | required |  | 3 |  | 5998.6875 | 24.8171 | 2d-lm | Standard | None | 349.9344 | 8331.3129 | 13997.375 | 0 | 0 | 0
JG8oYdQMgvOJmr1N | required |  | 3 |  | 16217.702 | 29.8888 | 2d-svm | Standard | None | 860.8851 | 20496.1377 | 34435.404 | 0 | 0 | 0
GAHlJZD9RQk4kobl | required |  | 3 |  | 158274.1 | 100.3914 | 2d-lm | Standard | None | 7963.705 | 189601.6019 | 318548.2 | 0 | 0 | 0
1BB5OBi4iDAgQOE3 | required |  | 3 |  | 15705.655 | 29.6347 | 2d-svm | Standard | None | 835.2828 | 19886.5914 | 33411.31 | 0 | 0 | 0
jX4uoTEusH2/6oKP | required |  | 3 |  | 42029.734 | 42.6994 | 2d-svm | Standard | None | 2151.4867 | 51223.0582 | 86059.468 | 0 | 0 | 0
gr6up0ZlSst3C1E5 | required |  | 3 |  | 14192.724 | 28.8838 | 2d-svm | Standard | None | 759.6362 | 18085.5821 | 30385.448 | 0 | 0 | 0
Fj3WcnlpnPNarP1Y | required |  | 3 |  | 87538.586 | 65.2854 | 2d-svm | Standard | None | 4426.9293 | 105397.2852 | 177077.172 | 0 | 0 | 0
KlNPtngmyAXhW4Zf | required |  | 3 |  | 15896.745 | 29.7296 | 2d-svm | Standard | None | 844.8373 | 20114.067 | 33793.49 | 0 | 0 | 0
mtWYKns5g5Vme9S6 | required | User-created building |  |  | 0 | 0 |  | Standard | None | 50 | 1190.4108 | 2000 | 0 | 0 | 0
vKwnpqVpFXcYq5lN | required |  | 3 |  | 13506.27 | 28.5432 | 2d-svm | Standard | None | 725.3135 | 17268.4198 | 29012.54 | 0 | 0 | 0
BUVZCTC+hZswnhdf | required |  | 3 |  | 29005.266 | 36.2353 | 2d-svm | Standard | None | 1500.2633 | 35718.5914 | 60010.532 | 0 | 0 | 0
2hcH05x173MBbg9w | required |  | 3 |  | 4690.1123 | 24.1677 | 2d-lm | Standard | None | 284.5056 | 6773.5709 | 11380.2246 | 0 | 0 | 0
U7JYvlMXAyMOEPyH | required |  | 3 |  | 128612.23 | 85.6702 | 2d-lm | Standard | None | 6480.6115 | 154291.7928 | 259224.46 | 0 | 0 | 0
dfTizE+/whWRDRd7 | required |  | 3 |  | 71112.336 | 57.1331 | 2d-svm | Standard | None | 3605.6168 | 85843.3005 | 144224.672 | 0 | 0 | 0
46O/ztrdJSodp0Jl | required |  | 3 |  | 29433.328 | 36.4478 | 2d-svm | Standard | None | 1521.6664 | 36228.161 | 60866.656 | 0 | 0 | 0
oi+fOq/mzV1oh9MM | required |  | 3 |  | 3058525.5 | 1539.7863 | 2d-lm | Standard | None | 152976.275 | 3642092.0655 | 6119051 | 0 | 0 | 0
DA5XJePEtPYRmIGl | required |  | 3 |  | 13675.009 | 28.6269 | 2d-svm | Standard | None | 733.7505 | 17469.2886 | 29350.018 | 0 | 0 | 0
rPepMb+F3bcmG26v | required |  | 3 |  | 15347.938 | 29.4572 | 2d-svm | Standard | None | 817.3969 | 19460.7612 | 32695.876 | 0 | 0 | 0
0XgJz1JMwIcj3oDa | required |  | 3 |  | 36924.11 | 40.1654 | 2d-lm | Standard | None | 1896.2055 | 45145.2685 | 75848.22 | 0 | 0 | 0
PaV8ESlJ6sDLiyMl | required |  | 3 |  | 16707.514 | 30.1319 | 2d-svm | Standard | None | 885.3757 | 21079.2151 | 35415.028 | 0 | 0 | 0
PBw1AOHE0PKlXxDX | required |  | 3 |  | 41983.547 | 42.6764 | 2d-svm | Standard | None | 2149.1773 | 51168.0767 | 85967.094 | 0 | 0 | 0
TBm0B1Y9OK+syMp9 | required |  | 3 |  | 40274.168 | 41.8281 | 2d-svm | Standard | None | 2063.7084 | 49133.2136 | 82548.336 | 0 | 0 | 0
bzBFg99jBzQAjTg4 | required |  | 3 |  | 13465.208 | 28.5228 | 2d-svm | Standard | None | 723.2604 | 17219.5392 | 28930.416 | 0 | 0 | 0
n32+1Rnv65SKF6CV | required |  | 3 |  | 99048.516 | 70.9978 | 2d-svm | Standard | None | 5002.4258 | 119098.8296 | 200097.032 | 0 | 0 | 0
WBqqfx1NiFDRNsCd | required |  | 3 |  | 31644.44 | 37.5451 | 2d-svm | Standard | None | 1632.222 | 38860.2925 | 65288.88 | 0 | 0 | 0
KM3cEt5ezdKCbSTT | required |  | 3 |  | 16809.627 | 30.1826 | 2d-svm | Standard | None | 890.4814 | 21200.7716 | 35619.254 | 0 | 0 | 0
jxiYRsDuEDsTjB+L | required |  | 3 |  | 73971.82 | 58.5522 | 2d-lm | Standard | None | 3748.591 | 89247.261 | 149943.64 | 0 | 0 | 0
iSRfrrn/SmEofYBG | required |  | 3 |  | 72279.71 | 57.7124 | 2d-svm | Standard | None | 3663.9855 | 87232.955 | 146559.42 | 0 | 0 | 0
nw3aAUOJ5cO7XItL | required |  | 3 |  | 33389.23 | 38.4111 | 2d-svm | Standard | None | 1719.4615 | 40937.3093 | 68778.46 | 0 | 0 | 0
TJ46whRtt/RvTtqY | required |  | 3 |  | 4609.7183 | 24.1278 | 2d-lm | Standard | None | 280.4859 | 6677.869 | 11219.4366 | 0 | 0 | 0
KrQ8YCHioSTRRuKF | required |  | 3 |  | 15520.633 | 29.5429 | 2d-svm | Standard | None | 826.0317 | 19666.3392 | 33041.266 | 0 | 0 | 0
Fots11otRpaErPFP | required |  | 3 |  | 17550.137 | 30.5501 | 2d-svm | Standard | None | 927.5068 | 22082.2826 | 37100.274 | 0 | 0 | 0
G1L6EH//WYp7STk+ | required |  | 3 |  | 77204.36 | 60.1565 | 2d-lm | Standard | None | 3910.218 | 93095.3114 | 156408.72 | 0 | 0 | 0
2MbyIOp2HYjzHsHu | required |  | 3 |  | 16366.952 | 29.9629 | 2d-svm | Standard | None | 868.3476 | 20673.8065 | 34733.904 | 0 | 0 | 0
EPkjfzyiHQY6gOG1 | required |  | 3 |  | 17821.102 | 30.6846 | 2d-svm | Standard | None | 941.0551 | 22404.8423 | 37642.204 | 0 | 0 | 0
eoKtQxtNieZfNBQd | required |  | 3 |  | 36936.17 | 40.1714 | 2d-svm | Standard | None | 1896.8085 | 45159.6248 | 75872.34 | 0 | 0 | 0
wv2ob2giBfj/3ImJ | required |  | 3 |  | 175772.98 | 109.0761 | 2d-lm | Standard | None | 8838.649 | 210432.4569 | 353545.96 | 0 | 0 | 0
yZ4M6gM5cdT233xH | required |  | 3 |  | 20896.875 | 32.2111 | 2d-svm | Standard | None | 1094.8438 | 26066.2755 | 43793.75 | 0 | 0 | 0
d49TFK5zq2EnVc5D | required |  | 3 |  | 16530.91 | 30.0443 | 2d-svm | Standard | None | 876.5455 | 20868.9838 | 35061.82 | 0 | 0 | 0
6b2dV3hz+qTnhgzN | required |  | 3 |  | 31475.275 | 37.4612 | 2d-svm | Standard | None | 1623.7638 | 38658.9167 | 64950.55 | 0 | 0 | 0
fDhVRG4FMu+0tEW9 | required |  | 3 |  | 20493.102 | 32.0107 | 2d-svm | Standard | None | 1074.6551 | 25585.6198 | 42986.204 | 0 | 0 | 0
p2OMzuAzY3+StyOS | required |  | 3 |  | 13479.509 | 28.5299 | 2d-svm | Standard | None | 723.9755 | 17236.5633 | 28959.018 | 0 | 0 | 0
tl7g+zGlb+yqrL1Z | required |  | 3 |  | 64132.67 | 53.669 | 2d-svm | Standard | None | 3256.6335 | 77534.631 | 130265.34 | 0 | 0 | 0
gJumov57/JfQqwCg | required |  | 3 |  | 21644.64 | 32.5822 | 2d-svm | Standard | None | 1132.232 | 26956.423 | 45289.28 | 0 | 0 | 0
2lvPqmcUPzbVMaBN | required |  | 3 |  | 39846.223 | 41.6157 | 2d-svm | Standard | None | 2042.3111 | 48623.7832 | 81692.446 | 0 | 0 | 0
M5jIMauP0jO26w7o | required |  | 3 |  | 14838.878 | 29.2045 | 2d-svm | Standard | None | 791.9439 | 18854.7707 | 31677.756 | 0 | 0 | 0
zNNRznl9Auo2XVSq | required |  | 3 |  | 14184.967 | 28.88 | 2d-svm | Standard | None | 759.2484 | 18076.3481 | 30369.934 | 0 | 0 | 0
tVj6bIdFzAF5nC45 | required |  | 3 |  | 116115.76 | 79.4683 | 2d-lm | Standard | None | 5855.788 | 139415.8605 | 234231.52 | 0 | 0 | 0
1jl7sFbgVU6mxhfE | required |  | 3 |  | 14476.123 | 29.0245 | 2d-svm | Standard | None | 773.8062 | 18422.9433 | 30952.246 | 0 | 0 | 0
aw29Iyc5YF+BFIfs | required |  | 3 |  | 5759.922 | 24.6986 | 2d-lm | Standard | None | 337.9961 | 8047.0839 | 13519.844 | 0 | 0 | 0
iO1j/43KBnBjkHCT | required |  | 3 |  | 33987.965 | 38.7082 | 2d-svm | Standard | None | 1749.3982 | 41650.0499 | 69975.93 | 0 | 0 | 0
y/Hmbt4JXvp0xJuC | required |  | 3 |  | 15377.548 | 29.4719 | 2d-svm | Standard | None | 818.8774 | 19496.0093 | 32755.096 | 0 | 0 | 0
g1zGi9jlXv3JVYpb | required |  | 3 |  | 25579.086 | 34.5349 | 2d-svm | Standard | None | 1328.9543 | 31640.0299 | 53158.172 | 0 | 0 | 0
02glqN39M1+lN/5S | required |  | 3 |  | 23723.6 | 33.614 | 2d-svm | Standard | None | 1236.18 | 29431.2394 | 49447.2 | 0 | 0 | 0
WDatAOBPKPKr1v+T | required |  | 3 |  | 129326.586 | 86.0248 | 2d-lm | Standard | None | 6516.3293 | 155142.1699 | 260653.172 | 0 | 0 | 0
yOarouJ8nsZbo5gf | required |  | 3 |  | 43152.883 | 43.2568 | 2d-svm | Standard | None | 2207.6442 | 52560.0669 | 88305.766 | 0 | 0 | 0
B1tGV597Ybs3q5Tp | required |  | 3 |  | 12093.008 | 27.8418 | 2d-svm | Standard | None | 654.6504 | 15586.0576 | 26186.016 | 0 | 0 | 0
j1uKIAtXr4wgYs+a | required |  | 3 |  | 15370.625 | 29.4684 | 2d-svm | Standard | None | 818.5312 | 19487.7681 | 32741.25 | 0 | 0 | 0
iXeEhHWFqr7FIgPF | required |  | 3 |  | 17531.412 | 30.5408 | 2d-svm | Standard | None | 926.5706 | 22059.9922 | 37062.824 | 0 | 0 | 0
cprZXfj0nIS2APOP | required |  | 3 |  | 15012.285 | 29.2906 | 2d-svm | Standard | None | 800.6143 | 19061.1963 | 32024.57 | 0 | 0 | 0
PTn9Cp3AqmOGaYN/ | required |  | 3 |  | 13445.994 | 28.5132 | 2d-svm | Standard | None | 722.2997 | 17196.6666 | 28891.988 | 0 | 0 | 0
ydtjNGgmX2frmPLD | required |  | 3 |  | 14358.617 | 28.9662 | 2d-svm | Standard | None | 767.9309 | 18283.0629 | 30717.234 | 0 | 0 | 0
iIy0xl/MJozPIQgf | required |  | 3 |  | 13503.955 | 28.542 | 2d-svm | Standard | None | 725.1978 | 17265.664 | 29007.91 | 0 | 0 | 0
MLzeTSFdI39mmav5 | required |  | 3 |  | 74049.53 | 58.5908 | 2d-lm | Standard | None | 3752.4765 | 89339.7678 | 150099.06 | 0 | 0 | 0
rG6hoV78PDqdF7EA | required |  | 3 |  | 15830.708 | 29.6968 | 2d-svm | Standard | None | 841.5354 | 20035.4558 | 33661.416 | 0 | 0 | 0
ovGNli0V6H+NO4bf | required |  | 3 |  | 12519.915 | 28.0536 | 2d-svm | Standard | None | 675.9958 | 16094.2522 | 27039.83 | 0 | 0 | 0
cOoYwO1tir6dgvyH | required |  | 3 |  | 13318.9375 | 28.4502 | 2d-svm | Standard | None | 715.9469 | 17045.4172 | 28637.875 | 0 | 0 | 0
iVr899nad0tshd4B | required |  | 3 |  | 106953.32 | 74.9209 | 2d-lm | Standard | None | 5397.666 | 128508.7933 | 215906.64 | 0 | 0 | 0
wUiiwrvMl/pXxkd/ | required |  | 3 |  | 14019.695 | 28.798 | 2d-svm | Standard | None | 750.9848 | 17879.6065 | 30039.39 | 0 | 0 | 0
mp0y2CoeHu6C+k0X | required |  | 3 |  | 40049.24 | 41.7164 | 2d-svm | Standard | None | 2052.462 | 48865.4568 | 82098.48 | 0 | 0 | 0
oel+6bLNgRaLyYse | required |  | 3 |  | 19712.17 | 31.6231 | 2d-svm | Standard | None | 1035.6085 | 24655.99 | 41424.34 | 0 | 0 | 0
McH5d/kGjjobcID/ | required |  | 3 |  | 21528.188 | 32.5244 | 2d-svm | Standard | None | 1126.4094 | 26817.7973 | 45056.376 | 0 | 0 | 0
+CnaaYc4TQ/t1t9z | required |  | 3 |  | 166351.05 | 104.4 | 2d-lm | Standard | None | 8367.5525 | 199216.4901 | 334702.1 | 0 | 0 | 0
dJP69aB7wMSbTNtA | required |  | 3 |  | 29626.297 | 36.5435 | 2d-svm | Standard | None | 1531.3148 | 36457.8734 | 61252.594 | 0 | 0 | 0
SgkDsoSaJgXp2tdi | required |  | 3 |  | 14768.937 | 29.1698 | 2d-svm | Standard | None | 788.4469 | 18771.5122 | 31537.874 | 0 | 0 | 0
zdAhYg2fx75nFVbY | required |  | 3 |  | 23038.523 | 33.274 | 2d-svm | Standard | None | 1201.9262 | 28615.7164 | 48077.046 | 0 | 0 | 0
PbAxtxwTzB0rnzVT | required |  | 3 |  | 19325.463 | 31.4312 | 2d-svm | Standard | None | 1016.2731 | 24195.6498 | 40650.926 | 0 | 0 | 0
p9rndFQSWUQcOl7I | required |  | 3 |  | 79128.34 | 61.1114 | 2d-lm | Standard | None | 4006.417 | 95385.6379 | 160256.68 | 0 | 0 | 0
wIwEk58gQ2Awmc3M | required |  | 3 |  | 4750.624 | 24.1977 | 2d-lm | Standard | None | 287.5312 | 6845.6047 | 11501.248 | 0 | 0 | 0
zsWPNF3jF8cdYU/G | required |  | 3 |  | 34114.387 | 38.771 | 2d-svm | Standard | None | 1755.7194 | 41800.544 | 70228.774 | 0 | 0 | 0
TpN4yzHlNhoOCl4R | required |  | 3 |  | 64355.55 | 53.7797 | 2d-svm | Standard | None | 3267.7775 | 77799.9497 | 130711.1 | 0 | 0 | 0
GLBlbNxaMQMB5rTV | required |  | 3 |  | 15674.919 | 29.6195 | 2d-svm | Standard | None | 833.7459 | 19850.0029 | 33349.838 | 0 | 0 | 0
Fk7iGoHfJSnomb4Q | required |  | 3 |  | 15145.203 | 29.3566 | 2d-svm | Standard | None | 807.2602 | 19219.4233 | 32290.406 | 0 | 0 | 0
8PEjmr+lpOsn+uag | required |  | 3 |  | 105581.52 | 74.2401 | 2d-lm | Standard | None | 5329.076 | 126875.7879 | 213163.04 | 0 | 0 | 0
CgvjTeXP25AAdmC0 | required |  | 3 |  | 5856.266 | 24.7465 | 2d-lm | Standard | None | 342.8133 | 8161.7728 | 13712.532 | 0 | 0 | 0
ZTWUKQ+m/aOFt2s6 | required |  | 3 |  | 16003.024 | 29.7823 | 2d-svm | Standard | None | 850.1512 | 20240.5827 | 34006.048 | 0 | 0 | 0
0leh1QYbL6pOptn/ | required |  | 3 |  | 12972.635 | 28.2783 | 2d-svm | Standard | None | 698.6318 | 16633.175 | 27945.27 | 0 | 0 | 0
0WlerEFu+hGagO2m | required |  | 3 |  | 58683.234 | 50.9645 | 2d-svm | Standard | None | 2984.1617 | 71047.5637 | 119366.468 | 0 | 0 | 0
1wIOHPo7hb9Ye0Ht | required |  | 3 |  | 20039.8 | 31.7858 | 2d-svm | Standard | None | 1051.99 | 25046.0042 | 42079.6 | 0 | 0 | 0
5Cf7mIEkD+BreZs2 | required |  | 3 |  | 14423.458 | 28.9984 | 2d-svm | Standard | None | 771.1729 | 18360.2503 | 30846.916 | 0 | 0 | 0
KO527ARxNz+ABgoO | required |  | 3 |  | 24223.07 | 33.8619 | 2d-svm | Standard | None | 1261.1535 | 30025.8138 | 50446.14 | 0 | 0 | 0
q6+rLHxfD9dZIQ3Q | required |  | 3 |  | 4763.8696 | 24.2043 | 2d-lm | Standard | None | 288.1935 | 6861.3724 | 11527.7392 | 0 | 0 | 0
U8YKv5H8Do1yhAF3 | required |  | 3 |  | 103987.39 | 73.4489 | 2d-lm | Standard | None | 5249.3695 | 124978.1184 | 209974.78 | 0 | 0 | 0
NlxauK8xaWvO0EOH | required |  | 3 |  | 14805.678 | 29.1881 | 2d-svm | Standard | None | 790.2839 | 18815.2491 | 31611.356 | 0 | 0 | 0
qVWkoWnRRuHUHeRW | required |  | 3 |  | 13011.038 | 28.2974 | 2d-svm | Standard | None | 700.5519 | 16678.8903 | 28022.076 | 0 | 0 | 0
Yyr021WkuAtxqLRA | required |  | 3 |  | 16675.803 | 30.1162 | 2d-svm | Standard | None | 883.7902 | 21041.466 | 35351.606 | 0 | 0 | 0
C+9uCNuPDC6xHICj | required |  | 3 |  | 52950.348 | 48.1193 | 2d-svm | Standard | None | 2697.5174 | 64223.0746 | 107900.696 | 0 | 0 | 0
EijJfqHpRBAKMLSj | required |  | 3 |  | 16226.823 | 29.8934 | 2d-svm | Standard | None | 861.3412 | 20506.9954 | 34453.646 | 0 | 0 | 0
B9sw2779i9RakH/m | required |  | 3 |  | 147643.17 | 95.1153 | 2d-lm | Standard | None | 7432.1585 | 176946.4285 | 297286.34 | 0 | 0 | 0
3GWq0f35eAslE9ow | required |  | 3 |  | 53194.69 | 48.2405 | 2d-svm | Standard | None | 2709.7345 | 64513.9419 | 108389.38 | 0 | 0 | 0
1jjp5hycuHeN3NL6 | required |  | 3 |  | 57052.727 | 50.1553 | 2d-lm | Standard | None | 2902.6364 | 69106.5907 | 116105.454 | 0 | 0 | 0
ODSE8lqpQ6JNYjon | required |  | 3 |  | 18905.88 | 31.223 | 2d-svm | Standard | None | 995.294 | 23696.1737 | 39811.76 | 0 | 0 | 0
YWI49/f3JUiEuYpk | required |  | 3 |  | 36257.527 | 39.8346 | 2d-lm | Standard | None | 1862.8764 | 44351.7609 | 74515.054 | 0 | 0 | 0
o1vkZJaWp0oBRX2H | required |  | 3 |  | 43910.418 | 43.6327 | 2d-svm | Standard | None | 2245.5209 | 53461.8447 | 89820.836 | 0 | 0 | 0
2Ob1X0I6R/OFQ75q | required |  | 3 |  | 112193.23 | 77.5215 | 2d-lm | Standard | None | 5659.6615 | 134746.4386 | 226386.46 | 0 | 0 | 0
njodjQaM2Icg2fbt | required |  | 3 |  | 15931.685 | 29.7469 | 2d-svm | Standard | None | 846.5842 | 20155.66 | 33863.37 | 0 | 0 | 0
co/wUcR6Tnt6rFNw | required |  | 3 |  | 14139.204 | 28.8573 | 2d-svm | Standard | None | 756.9602 | 18021.8713 | 30278.408 | 0 | 0 | 0
Qgffddt6VZbjcxY9 | required |  | 3 |  | 46614.855 | 44.975 | 2d-svm | Standard | None | 2380.7428 | 56681.2356 | 95229.71 | 0 | 0 | 0
jcJWQrN17mvTTTWK | required |  | 3 |  | 13577.741 | 28.5786 | 2d-svm | Standard | None | 728.8871 | 17353.4997 | 29155.482 | 0 | 0 | 0
P7pZjkvobJfnMt0v | required |  | 3 |  | 12092.408 | 27.8415 | 2d-svm | Standard | None | 654.6204 | 15585.3433 | 26184.816 | 0 | 0 | 0
rrMRzBSqfje4Q8Mx | required |  | 3 |  | 13968.708 | 28.7727 | 2d-svm | Standard | None | 748.4354 | 17818.911 | 29937.416 | 0 | 0 | 0
JP+ZZjhAFfgVPcjD | required |  | 3 |  | 175639.34 | 109.0098 | 2d-lm | Standard | None | 8831.967 | 210273.3704 | 353278.68 | 0 | 0 | 0
OPgPj8ZTHPutwdZQ | required |  | 3 |  | 62215.625 | 52.7176 | 2d-svm | Standard | None | 3160.7812 | 75252.56 | 126431.25 | 0 | 0 | 0
rMGCNYQgQGY6U0Me | required |  | 3 |  | 16052.616 | 29.8069 | 2d-svm | Standard | None | 852.6308 | 20299.6175 | 34105.232 | 0 | 0 | 0
zjRWwDyD33KVyx+1 | required |  | 3 |  | 30815.873 | 37.1339 | 2d-svm | Standard | None | 1590.7937 | 37873.9575 | 63631.746 | 0 | 0 | 0
qDeaKXibolORchQq | required |  | 3 |  | 12937.383 | 28.2608 | 2d-svm | Standard | None | 696.8691 | 16591.2106 | 27874.766 | 0 | 0 | 0
9cJ2ExbxfcvNJcVU | required |  | 3 |  | 4387.3794 | 24.0175 | 2d-lm | Standard | None | 269.369 | 6413.1944 | 10774.7588 | 0 | 0 | 0
53jWrEF+tW/98HnY | required |  | 3 |  | 28974.697 | 36.2201 | 2d-svm | Standard | None | 1498.7349 | 35682.2017 | 59949.394 | 0 | 0 | 0
Us5BcGWcSoBCO2P9 | required |  | 3 |  | 16003.198 | 29.7824 | 2d-svm | Standard | None | 850.1599 | 20240.7898 | 34006.396 | 0 | 0 | 0
nhSYmCfYY0ZGdBQh | required |  | 3 |  | 15659.113 | 29.6116 | 2d-svm | Standard | None | 832.9556 | 19831.1873 | 33318.226 | 0 | 0 | 0
3Nx7WMYnnM05EVzE | required |  | 3 |  | 4636.7754 | 24.1412 | 2d-lm | Standard | None | 281.8388 | 6710.0781 | 11273.5508 | 0 | 0 | 0
udREIkKFAeNu9W8r | required |  | 3 |  | 85344.32 | 64.1964 | 2d-lm | Standard | None | 4317.216 | 102785.2073 | 172688.64 | 0 | 0 | 0
Kuq5h7bgeED++awy | required |  | 3 |  | 31684.719 | 37.5651 | 2d-svm | Standard | None | 1634.236 | 38908.2411 | 65369.438 | 0 | 0 | 0
IO/kDVJP5q0Z6Rrl | required |  | 3 |  | 18116.727 | 30.8313 | 2d-svm | Standard | None | 955.8364 | 22756.7575 | 38233.454 | 0 | 0 | 0
aaCcOd/0/iefuzBf | required |  | 3 |  | 117190.65 | 80.0017 | 2d-lm | Standard | None | 5909.5325 | 140695.4211 | 236381.3 | 0 | 0 | 0
FeY5TcoSfxoJIqGR | required |  | 3 |  | 15660.936 | 29.6125 | 2d-svm | Standard | None | 833.0468 | 19833.3574 | 33321.872 | 0 | 0 | 0
TtboqGcfrB66vDko | required |  | 3 |  | 18772.295 | 31.1567 | 2d-svm | Standard | None | 988.6147 | 23537.1527 | 39544.59 | 0 | 0 | 0
N0ub5BvaQ3WzbWTW | required |  | 3 |  | 53085.8 | 48.1865 | 2d-svm | Standard | None | 2704.29 | 64384.3181 | 108171.6 | 0 | 0 | 0
F4yqcTOkOwiB+gNb | required |  | 3 |  | 8777.363 | 26.1962 | 2d-lm | Standard | None | 488.8682 | 11639.0781 | 19554.726 | 0 | 0 | 0
4pXM08vjWPGLbAhx | required |  | 3 |  | 4756.2163 | 24.2005 | 2d-lm | Standard | None | 287.8108 | 6852.2618 | 11512.4326 | 0 | 0 | 0
FbMeCd0BMAiCUJi8 | required |  | 3 |  | 29058.727 | 36.2618 | 2d-svm | Standard | None | 1502.9363 | 35782.232 | 60117.454 | 0 | 0 | 0
rrbOJHAQaUsR4a5d | required |  | 3 |  | 220186.05 | 131.1183 | 2d-lm | Standard | None | 11059.3025 | 263302.2531 | 442372.1 | 0 | 0 | 0
RcOjcBMcl32sxWYj | required |  | 3 |  | 22345.596 | 32.9301 | 2d-svm | Standard | None | 1167.2798 | 27790.8486 | 46691.192 | 0 | 0 | 0
W7giRrmASPsehaQM | required |  | 3 |  | 17461.44 | 30.5061 | 2d-svm | Standard | None | 923.072 | 21976.6968 | 36922.88 | 0 | 0 | 0
AowQl/ENI8CzzBgO | required |  | 3 |  | 56865.65 | 50.0624 | 2d-svm | Standard | None | 2893.2825 | 68883.8922 | 115731.3 | 0 | 0 | 0
cK/xcIapGsSCqD3F | required |  | 3 |  | 22182.434 | 32.8491 | 2d-svm | Standard | None | 1159.1217 | 27596.6188 | 46364.868 | 0 | 0 | 0
7/22eRUmJfWsi0XU | required |  | 3 |  | 14885.419 | 29.2276 | 2d-svm | Standard | None | 794.271 | 18910.1737 | 31770.838 | 0 | 0 | 0
+VRrh1ujGxx5kCPL | required |  | 3 |  | 1530958.8 | 781.6549 | 2d-lm | Standard | None | 76597.94 | 1823660.2343 | 3063917.6 | 0 | 0 | 0
+xQxL6w+ZquaYg8b | required |  | 3 |  | 13704.146 | 28.6414 | 2d-svm | Standard | None | 735.2073 | 17503.9736 | 29408.292 | 0 | 0 | 0
8Many4nSspjLfMrG | required |  | 3 |  | 146835.75 | 94.7146 | 2d-lm | Standard | None | 7391.7875 | 175985.267 | 295671.5 | 0 | 0 | 0
rGhvg3GDcHQGPJaJ | required |  | 3 |  | 13676.966 | 28.6279 | 2d-svm | Standard | None | 733.8483 | 17471.6182 | 29353.932 | 0 | 0 | 0
VIrfk2QiRC38ZiPC | required |  | 3 |  | 12948.051 | 28.2661 | 2d-svm | Standard | None | 697.4026 | 16603.9099 | 27896.102 | 0 | 0 | 0
BK8uXfSqsAJm3tl4 | required |  | 3 |  | 15867.479 | 29.715 | 2d-svm | Standard | None | 843.374 | 20079.2284 | 33734.958 | 0 | 0 | 0
HJRxh+N196GcICO2 | required |  | 3 |  | 12375.551 | 27.982 | 2d-svm | Standard | None | 668.7776 | 15922.3998 | 26751.102 | 0 | 0 | 0
qBFDwoHZHv8HpHdt | required |  | 3 |  | 15693.408 | 29.6286 | 2d-svm | Standard | None | 834.6704 | 19872.0124 | 33386.816 | 0 | 0 | 0
tPLBcN66XtDVkJin | required |  | 3 |  | 14719.667 | 29.1454 | 2d-svm | Standard | None | 785.9833 | 18712.8607 | 31439.334 | 0 | 0 | 0
PI4qoqh2cWU7mAA0 | required |  | 3 |  | 41905.914 | 42.6379 | 2d-svm | Standard | None | 2145.2957 | 51075.6616 | 85811.828 | 0 | 0 | 0
O3Zqp3zZ4Kp8iSef | required |  | 3 |  | 24168.943 | 33.8351 | 2d-svm | Standard | None | 1258.4471 | 29961.3805 | 50337.886 | 0 | 0 | 0
+R09tVWZ0Ie+5BJM | required |  | 3 |  | 17237.477 | 30.395 | 2d-svm | Standard | None | 911.8738 | 21710.0888 | 36474.954 | 0 | 0 | 0
ITo4E2rq4mzM31VO | required |  | 3 |  | 15216.911 | 29.3922 | 2d-svm | Standard | None | 810.8456 | 19304.7853 | 32433.822 | 0 | 0 | 0
ZscazDtUaG6YwXiN | required |  | 3 |  | 274543.9 | 158.0961 | 2d-lm | Standard | None | 13777.195 | 328010.4225 | 551087.8 | 0 | 0 | 0
/m8OHZm3EyladTCA | required |  | 3 |  | 21349.895 | 32.4359 | 2d-svm | Standard | None | 1117.4948 | 26605.5554 | 44699.79 | 0 | 0 | 0
UMWUU2tW1MKw+IZg | required |  | 3 |  | 15208.355 | 29.3879 | 2d-svm | Standard | None | 810.4178 | 19294.6001 | 32416.71 | 0 | 0 | 0
rQ49XrtkwG1wWEEF | required |  | 3 |  | 23929.031 | 33.716 | 2d-svm | Standard | None | 1246.4515 | 29675.7867 | 49858.062 | 0 | 0 | 0
d94bXLxQCTgkEzLJ | required |  | 3 |  | 33118.797 | 38.2769 | 2d-svm | Standard | None | 1705.9398 | 40615.383 | 68237.594 | 0 | 0 | 0
BEAV0+Dp35GZPYlV | required |  | 3 |  | 5570.4297 | 24.6046 | 2d-lm | Standard | None | 328.5215 | 7821.5102 | 13140.8594 | 0 | 0 | 0
VKuVGtuMNcQzCIw/ | required |  | 3 |  | 15485.416 | 29.5254 | 2d-svm | Standard | None | 824.2708 | 19624.4165 | 32970.832 | 0 | 0 | 0
PFPsv71aSEkMb/D1 | required |  | 3 |  | 13909.731 | 28.7434 | 2d-svm | Standard | None | 745.4866 | 17748.7042 | 29819.462 | 0 | 0 | 0
j9wg2EPxyHAQSA2V | required |  | 3 |  | 13461.669 | 28.521 | 2d-svm | Standard | None | 723.0835 | 17215.3263 | 28923.338 | 0 | 0 | 0
pPpeUTiV75TMe8m9 | required |  | 3 |  | 17397.62 | 30.4744 | 2d-lm | Standard | None | 919.881 | 21900.7247 | 36795.24 | 0 | 0 | 0
tnn3eFE37kOVllQN | required |  | 3 |  | 25251.484 | 34.3723 | 2d-svm | Standard | None | 1312.5742 | 31250.0489 | 52502.968 | 0 | 0 | 0
n9iPZvZjEADNKb3M | required |  | 3 |  | 16062.158 | 29.8117 | 2d-svm | Standard | None | 853.1079 | 20310.9764 | 34124.316 | 0 | 0 | 0
Imr1LP99XLqzO55S | required |  | 3 |  | 15970.196 | 29.766 | 2d-svm | Standard | None | 848.5098 | 20201.5039 | 33940.392 | 0 | 0 | 0
kpMAL1P+j91clPI9 | required |  | 3 |  | 203057.03 | 122.6172 | 2d-lm | Standard | None | 10202.8515 | 242911.6835 | 408114.06 | 0 | 0 | 0
BReTSa5xUcwjdZot | required |  | 3 |  | 21283.285 | 32.4029 | 2d-svm | Standard | None | 1114.1643 | 26526.2622 | 44566.57 | 0 | 0 | 0
OAaf61RWn84AYB+x | required |  | 3 |  | 15335.373 | 29.4509 | 2d-svm | Standard | None | 816.7686 | 19445.8037 | 32670.746 | 0 | 0 | 0
JYIe1IbI4iU8+XF+ | required |  | 3 |  | 16140.166 | 29.8504 | 2d-svm | Standard | None | 857.0083 | 20403.838 | 34280.332 | 0 | 0 | 0
bf21QryOCvnBHQDM | required |  | 3 |  | 19409.96 | 31.4732 | 2d-svm | Standard | None | 1020.498 | 24296.2359 | 40819.92 | 0 | 0 | 0
qEC0Do7gpxhEEPzy | required |  | 3 |  | 16002.623 | 29.7821 | 2d-svm | Standard | None | 850.1312 | 20240.1053 | 34005.246 | 0 | 0 | 0
Ee9+FMpn0VzAEZXx | required |  | 3 |  | 21491.744 | 32.5063 | 2d-svm | Standard | None | 1124.5872 | 26774.414 | 44983.488 | 0 | 0 | 0
6jcxRb9W2lM7XG6Y | required |  | 3 |  | 93701.24 | 68.3439 | 2d-lm | Standard | None | 4735.062 | 112733.3748 | 189402.48 | 0 | 0 | 0
PfN+PulGBdkFaqJh | required |  | 3 |  | 24794.363 | 34.1454 | 2d-svm | Standard | None | 1289.7182 | 30705.8872 | 51588.726 | 0 | 0 | 0
dqxzCUSrzUD86lxK | required |  | 3 |  | 18590.072 | 31.0663 | 2d-svm | Standard | None | 979.5036 | 23320.2324 | 39180.144 | 0 | 0 | 0
xal7WWPf6mDm+CCd | required |  | 3 |  | 65613.734 | 54.4041 | 2d-svm | Standard | None | 3330.6867 | 79297.7055 | 133227.468 | 0 | 0 | 0
J/G9jXu5wXlc45NF | required |  | 3 |  | 15120.968 | 29.3445 | 2d-svm | Standard | None | 806.0484 | 19190.5737 | 32241.936 | 0 | 0 | 0
z39YNzI37PxEU6cq | required |  | 3 |  | 12179.609 | 27.8847 | 2d-svm | Standard | None | 658.9805 | 15689.1483 | 26359.218 | 0 | 0 | 0
cf1qY5YuSbZM5FRc | required |  | 3 |  | 13462.712 | 28.5215 | 2d-svm | Standard | None | 723.1356 | 17216.5679 | 28925.424 | 0 | 0 | 0
indsd3dtjs+5QtB4 | required |  | 3 |  | 4636.917 | 24.1413 | 2d-lm | Standard | None | 281.8459 | 6710.2466 | 11273.834 | 0 | 0 | 0
5uESthB7jpU5+nJM | required |  | 3 |  | 25725.441 | 34.6075 | 2d-svm | Standard | None | 1336.2721 | 31814.2524 | 53450.882 | 0 | 0 | 0
9lGA9LQ93K+GlmsH | required |  | 3 |  | 15311.311 | 29.439 | 2d-svm | Standard | None | 815.5656 | 19417.1601 | 32622.622 | 0 | 0 | 0
3lrCVLtEh//qEAhQ | required |  | 3 |  | 49776.996 | 46.5443 | 2d-lm | Standard | None | 2538.8498 | 60445.4822 | 101553.992 | 0 | 0 | 0
Iqo0gEoEn8xaSt1W | required |  | 3 |  | 14380.589 | 28.9771 | 2d-svm | Standard | None | 769.0294 | 18309.2186 | 30761.178 | 0 | 0 | 0
vpKhcgIKB3S3AJ7v | required |  | 3 |  | 16577.033 | 30.0672 | 2d-svm | Standard | None | 878.8517 | 20923.8892 | 35154.066 | 0 | 0 | 0
WOuYodG9n+2ZRCpz | required |  | 3 |  | 125052.07 | 83.9033 | 2d-lm | Standard | None | 6302.6035 | 150053.74 | 252104.14 | 0 | 0 | 0
F1xHEM6ir+8OgT3Y | required |  | 3 |  | 4605.4736 | 24.1257 | 2d-lm | Standard | None | 280.2737 | 6672.8161 | 11210.9472 | 0 | 0 | 0
jY5Bv0Oosm0L3pLe | required |  | 3 |  | 66311.72 | 54.7505 | 2d-svm | Standard | None | 3365.586 | 80128.5955 | 134623.44 | 0 | 0 | 0
0BRhEEyJPg3DI0xZ | required |  | 3 |  | 1300927.4 | 667.4903 | 2d-lm | Standard | None | 65096.37 | 1549828.3814 | 2603854.8 | 0 | 0 | 0
M1WG1TYrxsvgOIxe | required |  | 3 |  | 15383.675 | 29.4749 | 2d-svm | Standard | None | 819.1838 | 19503.303 | 32767.35 | 0 | 0 | 0
ulIGN3BSlP/UHFlc | required |  | 3 |  | 35868.992 | 39.6418 | 2d-svm | Standard | None | 1843.4496 | 43889.2447 | 73737.984 | 0 | 0 | 0
/GS34g4OMABQ+5Pt | required |  | 3 |  | 15244.711 | 29.406 | 2d-svm | Standard | None | 812.2355 | 19337.8787 | 32489.422 | 0 | 0 | 0
wxgViou3uMoKVQ0M | required |  | 3 |  | 16801.662 | 30.1787 | 2d-svm | Standard | None | 890.0831 | 21191.2899 | 35603.324 | 0 | 0 | 0
fhoe8BcMlDZWHA25 | required |  | 3 |  | 13487.017 | 28.5336 | 2d-svm | Standard | None | 724.3509 | 17245.5009 | 28974.034 | 0 | 0 | 0
Ui8i8myM/fFNP9Rt | required |  | 3 |  | 279649.5 | 160.6301 | 2d-lm | Standard | None | 14032.475 | 334088.1837 | 561299 | 0 | 0 | 0
V8uPoGEOaiajrc3v | required |  | 3 |  | 24010.639 | 33.7565 | 2d-svm | Standard | None | 1250.532 | 29772.9337 | 50021.278 | 0 | 0 | 0
7/ZkmYoRI6f5LZG+ | required |  | 3 |  | 30274.3 | 36.8651 | 2d-svm | Standard | None | 1563.715 | 37229.2631 | 62548.6 | 0 | 0 | 0
ubvii4D28tdhzjev | required |  | 3 |  | 257500.02 | 149.6372 | 2d-lm | Standard | None | 12925.001 | 307721.2044 | 517000.04 | 0 | 0 | 0
dGjlkJIJ0H19i2I4 | required |  | 3 |  | 17482.11 | 30.5164 | 2d-svm | Standard | None | 924.1055 | 22001.3025 | 36964.22 | 0 | 0 | 0
uqyHLSZOMPORK19D | required |  | 3 |  | 22300.521 | 32.9078 | 2d-lm | Standard | None | 1165.0261 | 27737.1908 | 46601.042 | 0 | 0 | 0
4SCr7utIh//iNkeD | required |  | 3 |  | 14202.589 | 28.8887 | 2d-svm | Standard | None | 760.1295 | 18097.3255 | 30405.178 | 0 | 0 | 0
+ryq/HvHG+Y0IyMu | required |  | 3 |  | 4671.0415 | 24.1582 | 2d-lm | Standard | None | 283.5521 | 6750.8688 | 11342.083 | 0 | 0 | 0
Llq0xK6JKG7/eLbs | required |  | 3 |  | 4762.663 | 24.2037 | 2d-lm | Standard | None | 288.1332 | 6859.936 | 11525.326 | 0 | 0 | 0
jYws8XJsp7Rbc0tX | required |  | 3 |  | 6058.3574 | 24.8468 | 2d-lm | Standard | None | 352.9179 | 8402.3446 | 14116.7148 | 0 | 0 | 0
m2zP6JH2UwNGZcPK | required |  | 3 |  | 11353.894 | 27.4749 | 2d-svm | Standard | None | 617.6947 | 14706.2083 | 24707.788 | 0 | 0 | 0
Aq0TyVCW31zIjQLl | required |  | 3 |  | 15956.94 | 29.7594 | 2d-svm | Standard | None | 847.847 | 20185.7238 | 33913.88 | 0 | 0 | 0
NEjulkHF00cygCzm | required |  | 3 |  | 13813.586 | 28.6957 | 2d-svm | Standard | None | 740.6793 | 17634.2521 | 29627.172 | 0 | 0 | 0
ThsWDSLG1UmDnpOl | required |  | 3 |  | 26515.89 | 34.9998 | 2d-svm | Standard | None | 1375.7945 | 32755.2114 | 55031.78 | 0 | 0 | 0
KVErhlhVSpYRUZpy | required |  | 3 |  | 4813.9336 | 24.2292 | 2d-lm | Standard | None | 290.6967 | 6920.9691 | 11627.8672 | 0 | 0 | 0
tpQjP7vJicKg/ncC | required |  | 3 |  | 16146.641 | 29.8536 | 2d-svm | Standard | None | 857.332 | 20411.5459 | 34293.282 | 0 | 0 | 0
A3VIVhwPCv6CLLeo | required |  | 3 |  | 19264.879 | 31.4012 | 2d-svm | Standard | None | 1013.244 | 24123.5299 | 40529.758 | 0 | 0 | 0
cdCCEY9Cz8aSfSw1 | required |  | 3 |  | 382784.1 | 211.8158 | 2d-lm | Standard | None | 19189.205 | 456860.7209 | 767568.2 | 0 | 0 | 0
u1+ejvSczTVUfSAH | required |  | 3 |  | 75011.87 | 59.0684 | 2d-lm | Standard | None | 3800.5935 | 90485.3477 | 152023.74 | 0 | 0 | 0
JQkmmsN9gFjUCPj8 | required |  | 3 |  | 4713.4106 | 24.1793 | 2d-lm | Standard | None | 285.6705 | 6801.3054 | 11426.8212 | 0 | 0 | 0
YEOI8XGjOvmwlg6L | required |  | 3 |  | 289430.94 | 165.4846 | 2d-lm | Standard | None | 14521.547 | 345732.115 | 580861.88 | 0 | 0 | 0
UGYuGhbbuMu24M4U | required |  | 3 |  | 54678.406 | 48.9769 | 2d-svm | Standard | None | 2783.9203 | 66280.1734 | 111356.812 | 0 | 0 | 0
u1vezjJVd72lkE7m | required |  | 3 |  | 15676.577 | 29.6203 | 2d-svm | Standard | None | 833.8288 | 19851.9766 | 33353.154 | 0 | 0 | 0
M4yNTgTpfGUdgn9V | required |  | 3 |  | 35832.87 | 39.6239 | 2d-svm | Standard | None | 1841.6435 | 43846.2446 | 73665.74 | 0 | 0 | 0
41FF12p3RAVXx5ns | required |  | 3 |  | 179596.2 | 110.9736 | 2d-lm | Standard | None | 9029.81 | 214983.6591 | 361192.4 | 0 | 0 | 0
j/BDcTlfOh9KopNS | required |  | 3 |  | 21705.334 | 32.6124 | 2d-svm | Standard | None | 1135.2667 | 27028.6738 | 45410.668 | 0 | 0 | 0
AD3zGie2y6Zg2GHO | required |  | 3 |  | 52298.12 | 47.7956 | 2d-svm | Standard | None | 2664.906 | 63446.6554 | 106596.24 | 0 | 0 | 0
tgmrZLl/KlHILcvy | required |  | 3 |  | 15904.164 | 29.7332 | 2d-svm | Standard | None | 845.2082 | 20122.8987 | 33808.328 | 0 | 0 | 0
I9hlV+6hLw0sIZ6k | required |  | 3 |  | 80326.086 | 61.7058 | 2d-lm | Standard | None | 4066.3043 | 96811.4476 | 162652.172 | 0 | 0 | 0
9vZHyzdAPYAwE4um | required |  | 3 |  | 183851.38 | 113.0854 | 2d-lm | Standard | None | 9242.569 | 220049.0711 | 369702.76 | 0 | 0 | 0
0djlgFA+gNf5zwql | required |  | 3 |  | 14784.9 | 29.1777 | 2d-svm | Standard | None | 789.245 | 18790.5148 | 31569.8 | 0 | 0 | 0
87kf4yGlXDzIf+8V | required |  | 3 |  | 71714.32 | 57.4318 | 2d-lm | Standard | None | 3635.716 | 86559.9087 | 145428.64 | 0 | 0 | 0
hkcHh8cUmc8izXhX | required |  | 3 |  | 4755.143 | 24.2 | 2d-lm | Standard | None | 287.7572 | 6850.9841 | 11510.286 | 0 | 0 | 0
4fUGhWfBPGYZYzop | required |  | 3 |  | 14553.931 | 29.0631 | 2d-svm | Standard | None | 777.6966 | 18515.5668 | 31107.862 | 0 | 0 | 0
yDBHFuU52461xjWo | required |  | 3 |  | 24896.314 | 34.196 | 2d-svm | Standard | None | 1294.8157 | 30827.2507 | 51792.628 | 0 | 0 | 0
HtlEeA8Y8UqCJZGt | required |  | 3 |  | 19358.07 | 31.4474 | 2d-svm | Standard | None | 1017.9035 | 24234.4655 | 40716.14 | 0 | 0 | 0
5K/MjxzIbwfyWMCp | required |  | 3 |  | 4663.349 | 24.1544 | 2d-lm | Standard | None | 283.1675 | 6741.7116 | 11326.698 | 0 | 0 | 0
ERw3xeDZr90Ag6Bk | required |  | 3 |  | 44659.355 | 44.0044 | 2d-svm | Standard | None | 2282.9678 | 54353.3873 | 91318.71 | 0 | 0 | 0
UJz1XtMac6Ss1i7P | required |  | 3 |  | 25022.393 | 34.2586 | 2d-svm | Standard | None | 1301.1197 | 30977.3365 | 52044.786 | 0 | 0 | 0
PA0LECf9B5Q3nAO1 | required |  | 3 |  | 26538.422 | 35.011 | 2d-svm | Standard | None | 1376.9211 | 32782.0338 | 55076.844 | 0 | 0 | 0
nRaI9XK4EI1qsGzk | required |  | 3 |  | 20216.979 | 31.8737 | 2d-svm | Standard | None | 1060.849 | 25256.92 | 42433.958 | 0 | 0 | 0
MV/MR5bCb0KbaG4Y | required |  | 3 |  | 15585.787 | 29.5752 | 2d-svm | Standard | None | 829.2894 | 19743.8993 | 33171.574 | 0 | 0 | 0
S+LDH+4ibPVxfnYt | required |  | 3 |  | 31048.18 | 37.2492 | 2d-svm | Standard | None | 1602.409 | 38150.4982 | 64096.36 | 0 | 0 | 0
6754kQy4Xpvsj6Iv | required |  | 3 |  | 15687.348 | 29.6256 | 2d-svm | Standard | None | 834.3674 | 19864.7986 | 33374.696 | 0 | 0 | 0
nJrZZpIPT0j6soKi | required |  | 3 |  | 28083.201 | 35.7777 | 2d-svm | Standard | None | 1454.1601 | 34620.9553 | 58166.402 | 0 | 0 | 0
OdqOpLqOD3Tx2Vxl | required |  | 3 |  | 14695.195 | 29.1332 | 2d-svm | Standard | None | 784.7598 | 18683.729 | 31390.39 | 0 | 0 | 0
lJMIvgP9fI0FV3FX | required |  | 3 |  | 4631.3438 | 24.1385 | 2d-lm | Standard | None | 281.5672 | 6703.6122 | 11262.6876 | 0 | 0 | 0
klm9xC6Maic+Z2c1 | required |  | 3 |  | 17197.479 | 30.3751 | 2d-svm | Standard | None | 909.874 | 21662.4747 | 36394.958 | 0 | 0 | 0
9hXtMr/xmmFH35z1 | required |  | 3 |  | 192672.52 | 117.4634 | 2d-lm | Standard | None | 9683.626 | 230549.8511 | 387345.04 | 0 | 0 | 0
+JgIsWz/n1IWg44j | required |  | 3 |  | 130102.99 | 86.4101 | 2d-lm | Standard | None | 6555.1495 | 156066.4095 | 262205.98 | 0 | 0 | 0
vd89z7HRnI21iXbm | required |  | 3 |  | 18215.84 | 30.8805 | 2d-svm | Standard | None | 960.792 | 22874.7426 | 38431.68 | 0 | 0 | 0
8+ttiBBKhvlKx8Wk | required |  | 3 |  | 16725.633 | 30.1409 | 2d-svm | Standard | None | 886.2817 | 21100.7842 | 35451.266 | 0 | 0 | 0
v/2dIdIAYM61RcBD | required |  | 3 |  | 134541.2 | 88.6128 | 2d-lm | Standard | None | 6777.06 | 161349.7025 | 271082.4 | 0 | 0 | 0
NMKT5bWBlZuJrFiN | required |  | 3 |  | 15422.879 | 29.4944 | 2d-svm | Standard | None | 821.144 | 19549.9718 | 32845.758 | 0 | 0 | 0
kMUulR1iLxHyPMU2 | required |  | 3 |  | 4675.337 | 24.1604 | 2d-lm | Standard | None | 283.7669 | 6755.9822 | 11350.674 | 0 | 0 | 0
fnh3vCKqAZMhsFIC | required |  | 3 |  | 39799.508 | 41.5925 | 2d-svm | Standard | None | 2039.9754 | 48568.1732 | 81599.016 | 0 | 0 | 0
ot2HCS0skZWZHXME | required |  | 3 |  | 55253.402 | 49.2623 | 2d-svm | Standard | None | 2812.6701 | 66964.6548 | 112506.804 | 0 | 0 | 0
mc+1pQ1T9vjT1ToA | required |  | 3 |  | 21115.572 | 32.3197 | 2d-svm | Standard | None | 1105.7786 | 26326.6148 | 44231.144 | 0 | 0 | 0
5w2eAiDW7UXMcihA | required |  | 3 |  | 21112.492 | 32.3181 | 2d-svm | Standard | None | 1105.6246 | 26322.9483 | 44224.984 | 0 | 0 | 0
Dccf+CyEK7URkd5J | required |  | 3 |  | 30687.854 | 37.0704 | 2d-svm | Standard | None | 1584.3927 | 37721.5623 | 63375.708 | 0 | 0 | 0
itX9o3hE7N4g9sqB | required |  | 3 |  | 18232.889 | 30.889 | 2d-svm | Standard | None | 961.6445 | 22895.0379 | 38465.778 | 0 | 0 | 0
834NRbOd/V8QHFqz | required |  | 3 |  | 205473.03 | 123.8163 | 2d-lm | Standard | None | 10323.6515 | 245787.7159 | 412946.06 | 0 | 0 | 0
HcmwJGAApT9sq3w7 | required |  | 3 |  | 49415.21 | 46.3648 | 2d-lm | Standard | None | 2520.7605 | 60014.8083 | 100830.42 | 0 | 0 | 0
QPN2vfik4z8C0tu8 | required |  | 3 |  | 41630.94 | 42.5014 | 2d-svm | Standard | None | 2131.547 | 50748.3295 | 85261.88 | 0 | 0 | 0
E+/lel0oypximktr | required |  | 3 |  | 15667.748 | 29.6159 | 2d-svm | Standard | None | 833.3874 | 19841.4665 | 33335.496 | 0 | 0 | 0
uI/puLyyr62g4H3V | required |  | 3 |  | 147182.81 | 94.8868 | 2d-lm | Standard | None | 7409.1405 | 176398.411 | 296365.62 | 0 | 0 | 0
CLJ5RAEf/76DlVWj | required |  | 3 |  | 71014.05 | 57.0843 | 2d-lm | Standard | None | 3600.7025 | 85726.2998 | 144028.1 | 0 | 0 | 0
nuoNrYY2FDjsv0eQ | required |  | 3 |  | 15460.167 | 29.5129 | 2d-svm | Standard | None | 823.0084 | 19594.3599 | 32920.334 | 0 | 0 | 0
VJkZOGL5D0kwfDcR | required |  | 3 |  | 11368.462 | 27.4822 | 2d-svm | Standard | None | 618.4231 | 14723.5502 | 24736.924 | 0 | 0 | 0
9Z2jWzwPkWug7/Fr | required |  | 3 |  | 6181.806 | 24.908 | 2d-lm | Standard | None | 359.0903 | 8549.2991 | 14363.612 | 0 | 0 | 0
v5IqVJEXJ/UOagqy | required |  | 3 |  | 78271.66 | 60.6862 | 2d-lm | Standard | None | 3963.583 | 94365.8368 | 158543.32 | 0 | 0 | 0
nzLv6/GiD+FvZoaO | required |  | 3 |  | 19586.68 | 31.5609 | 2d-svm | Standard | None | 1029.334 | 24506.6053 | 41173.36 | 0 | 0 | 0
yW9L5VStS3KhJDDA | required |  | 3 |  | 23123.36 | 33.3161 | 2d-svm | Standard | None | 1206.168 | 28716.7072 | 48246.72 | 0 | 0 | 0
YF+YdWArYYljYd/d | required |  | 3 |  | 129647.07 | 86.1838 | 2d-lm | Standard | None | 6532.3535 | 155523.6775 | 261294.14 | 0 | 0 | 0
Cu/S/ebB+WVk1p/e | required |  | 3 |  | 13365.21 | 28.4732 | 2d-svm | Standard | None | 718.2605 | 17100.5005 | 28730.42 | 0 | 0 | 0
Dp1CjSxkaZeENR0g | required |  | 3 |  | 24027.557 | 33.7649 | 2d-svm | Standard | None | 1251.3779 | 29793.0731 | 50055.114 | 0 | 0 | 0
LitRpnocnxjXbD0A | required |  | 3 |  | 18015.691 | 30.7812 | 2d-svm | Standard | None | 950.7845 | 22636.4831 | 38031.382 | 0 | 0 | 0
sK+ouXJMey++/DFn | required |  | 3 |  | 264154.22 | 152.9397 | 2d-lm | Standard | None | 13257.711 | 315642.4357 | 530308.44 | 0 | 0 | 0
KAciUnARMoE1L5HZ | required |  | 3 |  | 19802.234 | 31.6678 | 2d-lm | Standard | None | 1040.1117 | 24763.2031 | 41604.468 | 0 | 0 | 0
20oP0kZvh0aQiwnL | required |  | 3 |  | 13504.38 | 28.5422 | 2d-svm | Standard | None | 725.219 | 17266.17 | 29008.76 | 0 | 0 | 0
/BiOjVBWeZe8rz+9 | required |  | 3 |  | 76601.66 | 59.8574 | 2d-lm | Standard | None | 3880.083 | 92377.8508 | 155203.32 | 0 | 0 | 0
9yxWl16vwtg51fGM | required |  | 3 |  | 34502.77 | 38.9637 | 2d-svm | Standard | None | 1775.1385 | 42262.8793 | 71005.54 | 0 | 0 | 0
SnYrnD35s6NvxDqX | required |  | 3 |  | 15836.444 | 29.6996 | 2d-svm | Standard | None | 841.8222 | 20042.284 | 33672.888 | 0 | 0 | 0
oX9qxdDErd7M4Tko | required |  | 3 |  | 22117.21 | 32.8168 | 2d-svm | Standard | None | 1155.8605 | 27518.9754 | 46234.42 | 0 | 0 | 0
0UHQBI6hylEQINvL | required |  | 3 |  | 12882.196 | 28.2334 | 2d-svm | Standard | None | 694.1098 | 16525.5154 | 27764.392 | 0 | 0 | 0
B1xXoH9Bd3CbEOP3 | required |  | 3 |  | 15228.774 | 29.398 | 2d-svm | Standard | None | 811.4387 | 19318.9071 | 32457.548 | 0 | 0 | 0
xzHW4gf1xht0WWVo | required |  | 3 |  | 21524.777 | 32.5227 | 2d-svm | Standard | None | 1126.2388 | 26813.7368 | 45049.554 | 0 | 0 | 0
bXI8wBIlhTvHYR8U | required |  | 3 |  | 31534.121 | 37.4904 | 2d-svm | Standard | None | 1626.7061 | 38728.9676 | 65068.242 | 0 | 0 | 0
y8bgvb2WeBUyPgnG | required |  | 3 |  | 37916.074 | 40.6578 | 2d-svm | Standard | None | 1945.8037 | 46326.1131 | 77832.148 | 0 | 0 | 0
WrKRGC7QzHqJ53ln | required |  | 3 |  | 14101.353 | 28.8385 | 2d-svm | Standard | None | 755.0676 | 17976.8131 | 30202.706 | 0 | 0 | 0
RQOuveMkhDpuxdsW | required |  | 3 |  | 77495.48 | 60.301 | 2d-lm | Standard | None | 3924.774 | 93441.8637 | 156990.96 | 0 | 0 | 0
XjsHH1qeP7+DwHh0 | required |  | 3 |  | 24352.297 | 33.926 | 2d-svm | Standard | None | 1267.6148 | 30179.6471 | 50704.594 | 0 | 0 | 0
wOn9VC/hDHrl+ZTN | required |  | 3 |  | 17958.758 | 30.7529 | 2d-svm | Standard | None | 947.9379 | 22568.7095 | 37917.516 | 0 | 0 | 0
ZbdIAKrs6U7j1xOR | required |  | 3 |  | 15921.333 | 29.7418 | 2d-svm | Standard | None | 846.0667 | 20143.3368 | 33842.666 | 0 | 0 | 0
2lpbXMAuj3BcEu8P | required |  | 3 |  | 17513.25 | 30.5318 | 2d-svm | Standard | None | 925.6625 | 22038.3719 | 37026.5 | 0 | 0 | 0
ZS68Jbl1kboe++hq | required |  | 3 |  | 15673.337 | 29.6187 | 2d-svm | Standard | None | 833.6669 | 19848.1197 | 33346.674 | 0 | 0 | 0
q8z3xH/1qz8Ovdgu | required |  | 3 |  | 11324.29 | 27.4602 | 2d-svm | Standard | None | 616.2145 | 14670.9674 | 24648.58 | 0 | 0 | 0
guTRuKeK3OTMNUqV | required |  | 3 |  | 208616.31 | 125.3763 | 2d-lm | Standard | None | 10480.8155 | 249529.5102 | 419232.62 | 0 | 0 | 0
ftx95dw9W24qF0wL | required |  | 3 |  | 15672.012 | 29.618 | 2d-svm | Standard | None | 833.6006 | 19846.5424 | 33344.024 | 0 | 0 | 0
z7F7TXlAZv7NSRcV | required |  | 3 |  | 14149.888 | 28.8626 | 2d-svm | Standard | None | 757.4944 | 18034.5896 | 30299.776 | 0 | 0 | 0
9fjFFdmX9nafOD/g | required |  | 3 |  | 28447.363 | 35.9584 | 2d-svm | Standard | None | 1472.3682 | 35054.4577 | 58894.726 | 0 | 0 | 0
JGvPyuR/Zm00QxMF | required |  | 3 |  | 67517.83 | 55.3491 | 2d-svm | Standard | None | 3425.8915 | 81564.3619 | 137035.66 | 0 | 0 | 0
jtjdj/QiLU4D+5tm | required |  | 3 |  | 13702.186 | 28.6404 | 2d-svm | Standard | None | 735.1093 | 17501.6404 | 29404.372 | 0 | 0 | 0
AAoKcT030hgXH/WK | required |  | 3 |  | 73580.32 | 58.3579 | 2d-svm | Standard | None | 3729.016 | 88781.2152 | 149160.64 | 0 | 0 | 0
0181VKFAZ6xeY4Hf | required |  | 3 |  | 18526.732 | 31.0348 | 2d-svm | Standard | None | 976.3366 | 23244.8318 | 39053.464 | 0 | 0 | 0
03kp6ZTLyySjZ8KV | required |  | 3 |  | 15050.237 | 29.3094 | 2d-svm | Standard | None | 802.5118 | 19106.3748 | 32100.474 | 0 | 0 | 0
y0aIusGTWvqykZJ0 | required |  | 3 |  | 14830.461 | 29.2004 | 2d-svm | Standard | None | 791.5231 | 18844.7511 | 31660.922 | 0 | 0 | 0
23McjkzH3Lnorn8c | required |  | 3 |  | 20414.662 | 31.9718 | 2d-svm | Standard | None | 1070.7331 | 25492.244 | 42829.324 | 0 | 0 | 0
SUJCpn24+H6nmwgQ | required |  | 3 |  | 34253.496 | 38.84 | 2d-svm | Standard | None | 1762.6748 | 41966.1408 | 70506.992 | 0 | 0 | 0
btj3I24ruoxn0l05 | required |  | 3 |  | 30308.512 | 36.8821 | 2d-svm | Standard | None | 1565.4256 | 37269.9895 | 62617.024 | 0 | 0 | 0
wovDnqqSnyzZzVSE | required |  | 3 |  | 187128.89 | 114.7121 | 2d-lm | Standard | None | 9406.4445 | 223950.6543 | 376257.78 | 0 | 0 | 0
PqRnqJ4RzoT14ZsB | required |  | 3 |  | 15922.846 | 29.7425 | 2d-svm | Standard | None | 846.1423 | 20145.1379 | 33845.692 | 0 | 0 | 0
NXl1/qc0NkRqhznp | required |  | 3 |  | 23080.43 | 33.2948 | 2d-svm | Standard | None | 1204.0215 | 28665.6029 | 48160.86 | 0 | 0 | 0
g9eGcRrr3Ii+nISr | required |  | 3 |  | 231587.9 | 136.7771 | 2d-lm | Standard | None | 11629.395 | 276875.138 | 465175.8 | 0 | 0 | 0
spji2lBMswcjKyBH | required |  | 3 |  | 14048.928 | 28.8125 | 2d-svm | Standard | None | 752.4464 | 17914.4058 | 30097.856 | 0 | 0 | 0
JET9XtdIhBVDPjBp | required |  | 3 |  | 19892.24 | 31.7125 | 2d-svm | Standard | None | 1044.612 | 24870.3472 | 41784.48 | 0 | 0 | 0
RJ7Ke/9I6rX3o8pf | required |  | 3 |  | 27408.271 | 35.4427 | 2d-svm | Standard | None | 1420.4136 | 33817.5114 | 56816.542 | 0 | 0 | 0
wQTbPOu7t2Lwot6G | required |  | 3 |  | 13445.522 | 28.513 | 2d-svm | Standard | None | 722.2761 | 17196.1048 | 28891.044 | 0 | 0 | 0
Lq1zF+iuRbaV4mFZ | required |  | 3 |  | 13900.695 | 28.7389 | 2d-svm | Standard | None | 745.0348 | 17737.9476 | 29801.39 | 0 | 0 | 0
i8jrE/5vttP2Fa/f | required |  | 3 |  | 29190.93 | 36.3275 | 2d-svm | Standard | None | 1509.5465 | 35939.6078 | 60381.86 | 0 | 0 | 0
uPpwr2X9tK81i3mk | required |  | 3 |  | 59083.85 | 51.1633 | 2d-svm | Standard | None | 3004.1925 | 71524.4613 | 120167.7 | 0 | 0 | 0
REnGrXtEpvyeGCKf | required |  | 3 |  | 15350.213 | 29.4583 | 2d-svm | Standard | None | 817.5107 | 19463.4694 | 32700.426 | 0 | 0 | 0
9dfJOyPHnMzoI0C/ | required |  | 3 |  | 47320.543 | 45.3252 | 2d-svm | Standard | None | 2416.0271 | 57521.2942 | 96641.086 | 0 | 0 | 0
t8SG7RhD9zPduzhZ | required |  | 3 |  | 20830.217 | 32.178 | 2d-lm | Standard | None | 1091.5109 | 25986.9251 | 43660.434 | 0 | 0 | 0
PpVtgwllPgdTc/yJ | required |  | 3 |  | 28918.06 | 36.192 | 2d-svm | Standard | None | 1495.903 | 35614.7804 | 59836.12 | 0 | 0 | 0
2iPr7sIDSQShg+kx | required |  | 3 |  | 42786.074 | 43.0747 | 2d-svm | Standard | None | 2189.3037 | 52123.4135 | 87572.148 | 0 | 0 | 0
fy1Zfz4odoufNRkb | required |  | 3 |  | 41779.59 | 42.5752 | 2d-svm | Standard | None | 2138.9795 | 50925.2841 | 85559.18 | 0 | 0 | 0
Ok3dYaBPuMxtjJy/ | required |  | 3 |  | 57589.47 | 50.4217 | 2d-svm | Standard | None | 2929.4735 | 69745.5353 | 117178.94 | 0 | 0 | 0
SBi3Mn+b7dEkbv0s | required |  | 3 |  | 101448.03 | 72.1887 | 2d-svm | Standard | None | 5122.4015 | 121955.2369 | 204896.06 | 0 | 0 | 0
7D5T+E6zbMmDpVK8 | required |  | 3 |  | 15913.692 | 29.738 | 2d-svm | Standard | None | 845.6846 | 20134.2409 | 33827.384 | 0 | 0 | 0
UDzsj4wmIRlBGMt1 | required |  | 3 |  | 5930.166 | 24.7831 | 2d-lm | Standard | None | 346.5083 | 8249.7442 | 13860.332 | 0 | 0 | 0
ajK5ppq9vIl4/iNE | required |  | 3 |  | 18534.973 | 31.0389 | 2d-svm | Standard | None | 976.7487 | 23254.642 | 39069.946 | 0 | 0 | 0
YS+q4yPoJKwha/Pb | required |  | 3 |  | 16012.537 | 29.787 | 2d-svm | Standard | None | 850.6269 | 20251.907 | 34025.074 | 0 | 0 | 0
WLnNkq5yyDbZXW5y | required |  | 3 |  | 12147.585 | 27.8688 | 2d-svm | Standard | None | 657.3792 | 15651.0266 | 26295.17 | 0 | 0 | 0
VZLvyheCdil8W6vO | required |  | 3 |  | 4756.296 | 24.2005 | 2d-lm | Standard | None | 287.8148 | 6852.3567 | 11512.592 | 0 | 0 | 0
T3qJFUyeR4+xsHEc | required |  | 3 |  | 15826.174 | 29.6945 | 2d-svm | Standard | None | 841.3087 | 20030.0585 | 33652.348 | 0 | 0 | 0
JKJABdPuhkvRJCN8 | required |  | 3 |  | 15710.205 | 29.637 | 2d-svm | Standard | None | 835.5103 | 19892.0078 | 33420.41 | 0 | 0 | 0
VAd5VTGIP7wFvZ8z | required |  | 3 |  | 13345.819 | 28.4635 | 2d-svm | Standard | None | 717.291 | 17077.4173 | 28691.638 | 0 | 0 | 0
mvV1xROENGB+rS1F | required |  | 3 |  | 29340.8 | 36.4018 | 2d-svm | Standard | None | 1517.04 | 36118.0147 | 60681.6 | 0 | 0 | 0
lklLxxdND3WILoyE | required |  | 3 |  | 19403.084 | 31.4698 | 2d-lm | Standard | None | 1020.1542 | 24288.0507 | 40806.168 | 0 | 0 | 0
sTDw2BBzaYg0dVTa | required |  | 3 |  | 12074.82 | 27.8327 | 2d-svm | Standard | None | 653.741 | 15564.4064 | 26149.64 | 0 | 0 | 0
9pCnbH0MRIPfd1A4 | required |  | 3 |  | 21212.723 | 32.3679 | 2d-svm | Standard | None | 1110.6362 | 26442.2644 | 44425.446 | 0 | 0 | 0
eolWcdHwN4FYzjbt | required |  | 3 |  | 13024.133 | 28.3039 | 2d-svm | Standard | None | 701.2067 | 16694.4788 | 28048.266 | 0 | 0 | 0
rlK8IipFRpDdHGb0 | required |  | 3 |  | 15084.501 | 29.3264 | 2d-svm | Standard | None | 804.2251 | 19147.163 | 32169.002 | 0 | 0 | 0
RHdLgBoTtxoS1eB0 | required |  | 3 |  | 17167.445 | 30.3602 | 2d-svm | Standard | None | 908.3723 | 21626.7219 | 36334.89 | 0 | 0 | 0
mQVFfZJITcxtAQaZ | required |  | 3 |  | 22111.17 | 32.8138 | 2d-svm | Standard | None | 1155.5585 | 27511.7854 | 46222.34 | 0 | 0 | 0
73ctHF3mo+CQWiYc | required |  | 3 |  | 20324.625 | 31.9271 | 2d-svm | Standard | None | 1066.2313 | 25385.063 | 42649.25 | 0 | 0 | 0
sfrspUgLw+4lJIx8 | required |  | 3 |  | 12703.776 | 28.1449 | 2d-svm | Standard | None | 685.1888 | 16313.1224 | 27407.552 | 0 | 0 | 0
PAUSBxFWL4hyukeH | required |  | 3 |  | 14971.693 | 29.2705 | 2d-svm | Standard | None | 798.5847 | 19012.8751 | 31943.386 | 0 | 0 | 0
oECecVlC2iMltcgE | required |  | 3 |  | 16023.13 | 29.7923 | 2d-svm | Standard | None | 851.1565 | 20264.5171 | 34046.26 | 0 | 0 | 0
Vko3+MyOzymaql0f | required |  | 3 |  | 15726.96 | 29.6453 | 2d-svm | Standard | None | 836.348 | 19911.9531 | 33453.92 | 0 | 0 | 0
7i6WagGyYMDEuUOZ | required |  | 3 |  | 31228.604 | 37.3388 | 2d-svm | Standard | None | 1611.4302 | 38365.2769 | 64457.208 | 0 | 0 | 0
5+8gv7RGXlz8+khB | required |  | 3 |  | 15380.12 | 29.4732 | 2d-svm | Standard | None | 819.006 | 19499.071 | 32760.24 | 0 | 0 | 0
OBtvTbTPMN5KxQIT | required |  | 3 |  | 17324.262 | 30.438 | 2d-svm | Standard | None | 916.2131 | 21813.3986 | 36648.524 | 0 | 0 | 0
KBGa3wdl9Ntb/Brk | required |  | 3 |  | 19009.543 | 31.2744 | 2d-svm | Standard | None | 1000.4772 | 23819.5752 | 40019.086 | 0 | 0 | 0
/jsnyYIlgFhLPCb0 | required |  | 3 |  | 14408.825 | 28.9911 | 2d-svm | Standard | None | 770.4413 | 18342.831 | 30817.65 | 0 | 0 | 0
OsphuHv8gxROCrgK | required |  | 3 |  | 4630.532 | 24.1381 | 2d-lm | Standard | None | 281.5266 | 6702.6459 | 11261.064 | 0 | 0 | 0
2MyG6LeiHBUvMGlw | required |  | 3 |  | 48939.004 | 46.1284 | 2d-svm | Standard | None | 2496.9502 | 59447.9275 | 99878.008 | 0 | 0 | 0
syjrF5vjkc8rQ9pa | required |  | 3 |  | 17458.766 | 30.5048 | 2d-svm | Standard | None | 922.9383 | 21973.5136 | 36917.532 | 0 | 0 | 0
VUMcboDyDL0n2uJ3 | required |  | 3 |  | 94976.74 | 68.977 | 2d-lm | Standard | None | 4798.837 | 114251.7437 | 191953.48 | 0 | 0 | 0
gYafKXwMCXbSKde2 | required |  | 3 |  | 11456.243 | 27.5257 | 2d-svm | Standard | None | 622.8122 | 14828.0457 | 24912.486 | 0 | 0 | 0
CZ3o7HBIldFuTVx7 | required |  | 3 |  | 32990.13 | 38.213 | 2d-svm | Standard | None | 1699.5065 | 40462.2164 | 67980.26 | 0 | 0 | 0
Du3NhrSpzbWjIZRX | required |  | 3 |  | 13315.258 | 28.4484 | 2d-svm | Standard | None | 715.7629 | 17041.0371 | 28630.516 | 0 | 0 | 0
dfVcfe+BqeGXBKIn | required |  | 3 |  | 187849.69 | 115.0698 | 2d-lm | Standard | None | 9442.4845 | 224808.7024 | 377699.38 | 0 | 0 | 0
Urtkkph9m4GpF19T | required |  | 3 |  | 23389.27 | 33.4481 | 2d-svm | Standard | None | 1219.4635 | 29033.2494 | 48778.54 | 0 | 0 | 0
KrqXbvhKPPPFu0i9 | required |  | 3 |  | 15589.813 | 29.5772 | 2d-svm | Standard | None | 829.4907 | 19748.6918 | 33179.626 | 0 | 0 | 0
k/CWntGGjZ17U7Gk | required |  | 3 |  | 1507757.8 | 770.1401 | 2d-lm | Standard | None | 75437.89 | 1796041.5143 | 3017515.6 | 0 | 0 | 0
Milm96W5LOhG/eZI | required |  | 3 |  | 87534.19 | 65.2832 | 2d-lm | Standard | None | 4426.7095 | 105392.0521 | 177068.38 | 0 | 0 | 0
lq55THlUarWq/r1f | required |  | 3 |  | 12171.18 | 27.8806 | 2d-svm | Standard | None | 658.559 | 15679.1144 | 26342.36 | 0 | 0 | 0
vONUd7Mv9XQWHVd8 | required |  | 3 |  | 35111.086 | 39.2656 | 2d-svm | Standard | None | 1805.5543 | 42987.0252 | 72222.172 | 0 | 0 | 0
ahBdpyZK1bIn3dFv | required |  | 3 |  | 25844.32 | 34.6665 | 2d-svm | Standard | None | 1342.216 | 31955.7673 | 53688.64 | 0 | 0 | 0
CwXBJw//qle21a6o | required |  | 3 |  | 101250.445 | 72.0906 | 2d-lm | Standard | None | 5112.5223 | 121720.0296 | 204500.89 | 0 | 0 | 0
vnpzaAbQ1FuWm7tg | required |  | 3 |  | 14911.263 | 29.2405 | 2d-svm | Standard | None | 795.5632 | 18940.9386 | 31822.526 | 0 | 0 | 0
akci4NvXpghAnWAp | required |  | 3 |  | 16561.793 | 30.0596 | 2d-svm | Standard | None | 878.0897 | 20905.7473 | 35123.586 | 0 | 0 | 0
Y4eYXjydbcSIDlb4 | required |  | 3 |  | 11371.431 | 27.4836 | 2d-svm | Standard | None | 618.5716 | 14727.0845 | 24742.862 | 0 | 0 | 0
jObCYRGZKhmaUbhf | required |  | 3 |  | 33121.004 | 38.278 | 2d-svm | Standard | None | 1706.0502 | 40618.0102 | 68242.008 | 0 | 0 | 0
qtjCZUVtBjXYRdD6 | required |  | 3 |  | 69498.12 | 56.3319 | 2d-svm | Standard | None | 3524.906 | 83921.7204 | 140996.24 | 0 | 0 | 0
AM3Da7/CmlPjCsDL | required |  | 3 |  | 19788.72 | 31.6611 | 2d-lm | Standard | None | 1039.436 | 24747.1159 | 41577.44 | 0 | 0 | 0
r7JY3Op1OxjWk5bp | required |  | 3 |  | 14343.545 | 28.9587 | 2d-svm | Standard | None | 767.1773 | 18265.121 | 30687.09 | 0 | 0 | 0
9N3aTD6m8q4eVIMa | required |  | 3 |  | 16095.616 | 29.8283 | 2d-svm | Standard | None | 854.7808 | 20350.8052 | 34191.232 | 0 | 0 | 0
lsxrg4ldLJTcOKIP | required |  | 3 |  | 16590.236 | 30.0737 | 2d-svm | Standard | None | 879.5118 | 20939.6061 | 35180.472 | 0 | 0 | 0
69r7fAYkfD/FeSVj | required |  | 3 |  | 299536.1 | 170.4998 | 2d-lm | Standard | None | 15026.805 | 357761.4062 | 601072.2 | 0 | 0 | 0
8ZfC19SPS1iDnWvM | required |  | 3 |  | 61312.51 | 52.2694 | 2d-svm | Standard | None | 3115.6255 | 74177.4822 | 124625.02 | 0 | 0 | 0
tqae/Zq2KU73ymLt | required |  | 3 |  | 56530.977 | 49.8963 | 2d-svm | Standard | None | 2876.5489 | 68485.4939 | 115061.954 | 0 | 0 | 0
39qYSN2rkDifNA7d | required |  | 3 |  | 15839.571 | 29.7012 | 2d-svm | Standard | None | 841.9786 | 20046.0065 | 33679.142 | 0 | 0 | 0
8+D6EMaz7BIpAErY | required |  | 3 |  | 45300.76 | 44.3228 | 2d-svm | Standard | None | 2315.038 | 55116.9227 | 92601.52 | 0 | 0 | 0
zL32uHrVa4O1VcSM | required |  | 3 |  | 18481.102 | 31.0122 | 2d-svm | Standard | None | 974.0551 | 23190.5134 | 38962.204 | 0 | 0 | 0
JurcpLFliZeK/qgi | required |  | 3 |  | 15848.599 | 29.7057 | 2d-svm | Standard | None | 842.43 | 20056.7535 | 33697.198 | 0 | 0 | 0
pDidfj8ccBEo4NkL | required |  | 3 |  | 14573.698 | 29.0729 | 2d-svm | Standard | None | 778.6849 | 18539.0976 | 31147.396 | 0 | 0 | 0
IWbFZLqqwoBDiHr7 | required |  | 3 |  | 44374.797 | 43.8632 | 2d-svm | Standard | None | 2268.7398 | 54014.6464 | 90749.594 | 0 | 0 | 0
sJM/t7GRzX2eaFyp | required |  | 3 |  | 14116.396 | 28.846 | 2d-svm | Standard | None | 755.8198 | 17994.7204 | 30232.792 | 0 | 0 | 0
c6cqmMUnmK9AvWhG | required |  | 3 |  | 28984.596 | 36.2251 | 2d-svm | Standard | None | 1499.2298 | 35693.9856 | 59969.192 | 0 | 0 | 0
L4XXNz+qzywAR7Cl | required |  | 3 |  | 17265.482 | 30.4089 | 2d-svm | Standard | None | 913.2741 | 21743.4262 | 36530.964 | 0 | 0 | 0
ZbLbNoUQm52x4x5E | required |  | 3 |  | 128424.984 | 85.5773 | 2d-lm | Standard | None | 6471.2492 | 154068.8931 | 258849.968 | 0 | 0 | 0
ukIqKDNpd1pZvTuY | required |  | 3 |  | 19784.691 | 31.6591 | 2d-svm | Standard | None | 1039.2346 | 24742.3197 | 41569.382 | 0 | 0 | 0
cjxbTz4ViLFPIgIA | required |  | 3 |  | 289550.44 | 165.5439 | 2d-lm | Standard | None | 14527.522 | 345874.3691 | 581100.88 | 0 | 0 | 0
WF6mHf4tp2Un4Mbp | required |  | 3 |  | 18580.73 | 31.0616 | 2d-svm | Standard | None | 979.0365 | 23309.1116 | 39161.46 | 0 | 0 | 0
o0a3q899WvrvX/Ra | required |  | 3 |  | 14395.634 | 28.9846 | 2d-svm | Standard | None | 769.7817 | 18327.1283 | 30791.268 | 0 | 0 | 0
6z3T0qD9PWfVDrsM | required |  | 3 |  | 13650.383 | 28.6147 | 2d-svm | Standard | None | 732.5192 | 17439.9735 | 29300.766 | 0 | 0 | 0
QB8i9ooaXIxJITGS | required |  | 3 |  | 16220.07 | 29.89 | 2d-svm | Standard | None | 861.0035 | 20498.9566 | 34440.14 | 0 | 0 | 0
icyDzfkWa3WvBBvB | required |  | 3 |  | 4768.271 | 24.2065 | 2d-lm | Standard | None | 288.4135 | 6866.6118 | 11536.542 | 0 | 0 | 0
D32eGmhvNnfkYcEw | required |  | 3 |  | 35594.066 | 39.5053 | 2d-svm | Standard | None | 1829.7033 | 43561.9698 | 73188.132 | 0 | 0 | 0
QzEsyw8G7l9y2WpN | required |  | 3 |  | 12684.255 | 28.1352 | 2d-svm | Standard | None | 684.2128 | 16289.8843 | 27368.51 | 0 | 0 | 0
ckkwLW0OBm2p1d6t | required |  | 3 |  | 15081.642 | 29.325 | 2d-svm | Standard | None | 804.0821 | 19143.7596 | 32163.284 | 0 | 0 | 0
VFgPzzJVGaa0ujB8 | required |  | 3 |  | 21796.781 | 32.6577 | 2d-svm | Standard | None | 1139.8391 | 27137.5333 | 45593.562 | 0 | 0 | 0
OHWDQdsk2kPJ9ir7 | required |  | 3 |  | 22248.508 | 32.8819 | 2d-svm | Standard | None | 1162.4254 | 27675.274 | 46497.016 | 0 | 0 | 0
twtGEPBbZrTOGNy7 | required |  | 3 |  | 26338.99 | 34.912 | 2d-svm | Standard | None | 1366.9495 | 32544.6278 | 54677.98 | 0 | 0 | 0
HlHXT1e+cyip1nGB | required |  | 3 |  | 16161.272 | 29.8608 | 2d-svm | Standard | None | 858.0636 | 20428.9628 | 34322.544 | 0 | 0 | 0
TsvtDwILhyE8Nkrs | required |  | 3 |  | 15247.181 | 29.4072 | 2d-svm | Standard | None | 812.3591 | 19340.819 | 32494.362 | 0 | 0 | 0
Z00scvWlQ7vBxOoz | required |  | 3 |  | 58989.395 | 51.1164 | 2d-svm | Standard | None | 2999.4698 | 71412.0211 | 119978.79 | 0 | 0 | 0
tOXkttxBUfHs9gmJ | required |  | 3 |  | 14062.612 | 28.8193 | 2d-svm | Standard | None | 753.1306 | 17930.6953 | 30125.224 | 0 | 0 | 0
feMrwBNtHu1YqN1h | required |  | 3 |  | 39752.543 | 41.5692 | 2d-svm | Standard | None | 2037.6272 | 48512.2655 | 81505.086 | 0 | 0 | 0
zufuMTNxBl9ssdqI | required |  | 3 |  | 27332.719 | 35.4052 | 2d-svm | Standard | None | 1416.636 | 33727.5735 | 56665.438 | 0 | 0 | 0
M2jPvmzkPp3jBf12 | required |  | 3 |  | 36273.055 | 39.8423 | 2d-svm | Standard | None | 1863.6528 | 44370.2456 | 74546.11 | 0 | 0 | 0
uNyEbOBPvrsG+MSg | required |  | 3 |  | 45502.56 | 44.4229 | 2d-svm | Standard | None | 2325.128 | 55357.1476 | 93005.12 | 0 | 0 | 0
u05Fwj7pNzgPfXTt | required |  | 3 |  | 13910.952 | 28.744 | 2d-svm | Standard | None | 745.5476 | 17750.1577 | 29821.904 | 0 | 0 | 0
swhZAVjiFyyb4AyF | required |  | 3 |  | 234321.05 | 138.1335 | 2d-lm | Standard | None | 11766.0525 | 280128.7092 | 470642.1 | 0 | 0 | 0
xJgIX8OT881iNqg0 | required |  | 3 |  | 158135.86 | 100.3228 | 2d-lm | Standard | None | 7956.793 | 189437.0395 | 318271.72 | 0 | 0 | 0
T4AJGflphYsAzq0e | required |  | 3 |  | 13479.735 | 28.53 | 2d-svm | Standard | None | 723.9868 | 17236.8323 | 28959.47 | 0 | 0 | 0
6Luv0jdBE0dTj8L1 | required |  | 3 |  | 2238043 | 1132.5808 | 2d-lm | Standard | None | 111952.15 | 2665380.8719 | 4478086 | 0 | 0 | 0
4hsB9SkKQ/FLUAl9 | required |  | 3 |  | 44333.914 | 43.8429 | 2d-svm | Standard | None | 2266.6957 | 53965.9789 | 90667.828 | 0 | 0 | 0
DWJR+x6mogds+gO1 | required |  | 3 |  | 22505.373 | 33.0094 | 2d-lm | Standard | None | 1175.2686 | 27981.0489 | 47010.746 | 0 | 0 | 0
3atHrOkaIiE/PH9l | required |  | 3 |  | 103044.14 | 72.9808 | 2d-lm | Standard | None | 5202.207 | 123855.2634 | 208088.28 | 0 | 0 | 0
OTQqBTTONu6/7Gze | required |  | 3 |  | 22152.395 | 32.8342 | 2d-svm | Standard | None | 1157.6198 | 27560.8601 | 46304.79 | 0 | 0 | 0
wzO0SRuhKyCBmnn/ | required |  | 3 |  | 14328.875 | 28.9514 | 2d-svm | Standard | None | 766.4438 | 18247.6577 | 30657.75 | 0 | 0 | 0
OubnEPaSAKwfcYYW | required |  | 3 |  | 13515.982 | 28.548 | 2d-svm | Standard | None | 725.7991 | 17279.9811 | 29031.964 | 0 | 0 | 0
LU6jUum13wb0q+7Z | required |  | 3 |  | 16995.56 | 30.2749 | 2d-svm | Standard | None | 899.778 | 21422.1082 | 35991.12 | 0 | 0 | 0
Baf13deulrS8v9I+ | required |  | 3 |  | 6126.002 | 24.8803 | 2d-lm | Standard | None | 356.3001 | 8482.8694 | 14252.004 | 0 | 0 | 0
SIOBzG4q2aclyzac | required |  | 3 |  | 23670.396 | 33.5876 | 2d-svm | Standard | None | 1233.5198 | 29367.9048 | 49340.792 | 0 | 0 | 0
F6Qr2P4UoQpMxO4O | required |  | 3 |  | 131410.72 | 87.0591 | 2d-lm | Standard | None | 6620.536 | 157623.1454 | 264821.44 | 0 | 0 | 0
dZOoc+iRGjHyG+Ko | required |  | 3 |  | 19366.371 | 31.4515 | 2d-svm | Standard | None | 1018.3185 | 24244.3471 | 40732.742 | 0 | 0 | 0
a3WKFYnoIDRwzXXE | required |  | 3 |  | 4758.683 | 24.2017 | 2d-lm | Standard | None | 287.9342 | 6855.1982 | 11517.366 | 0 | 0 | 0
OiG/a4/QVXnrB+bA | required |  | 3 |  | 15480.125 | 29.5228 | 2d-lm | Standard | None | 824.0063 | 19618.1181 | 32960.25 | 0 | 0 | 0
vBaM5YAxsgE/fFNh | required |  | 3 |  | 15486.188 | 29.5258 | 2d-svm | Standard | None | 824.3094 | 19625.3355 | 32972.376 | 0 | 0 | 0
zCcN8yoaL9uveZxS | required |  | 3 |  | 12103.766 | 27.8471 | 2d-svm | Standard | None | 655.1883 | 15598.864 | 26207.532 | 0 | 0 | 0
JK5aHKYp/8TV4syU | required |  | 3 |  | 14095.031 | 28.8354 | 2d-svm | Standard | None | 754.7516 | 17969.2873 | 30190.062 | 0 | 0 | 0
eEu/6oTxfi6epj76 | required |  | 3 |  | 4631.577 | 24.1386 | 2d-lm | Standard | None | 281.5788 | 6703.8898 | 11263.154 | 0 | 0 | 0
qGEbwUhRpcAI+94G | required |  | 3 |  | 29968.342 | 36.7133 | 2d-svm | Standard | None | 1548.4171 | 36865.0474 | 61936.684 | 0 | 0 | 0
vOd3ws56g9l+bEAn | required |  | 3 |  | 58838.676 | 51.0416 | 2d-svm | Standard | None | 2991.9338 | 71232.6036 | 119677.352 | 0 | 0 | 0
g4lq9aatcg8xv15N | required |  | 3 |  | 39332.68 | 41.3608 | 2d-svm | Standard | None | 2016.634 | 48012.4561 | 80665.36 | 0 | 0 | 0
C5eD4dTCaLf1vS2T | required |  | 3 |  | 14820.7705 | 29.1955 | 2d-svm | Standard | None | 791.0385 | 18833.2154 | 31641.541 | 0 | 0 | 0
o+HHMj5fm8vHszAw | required |  | 3 |  | 12184.034 | 27.8869 | 2d-svm | Standard | None | 659.2017 | 15694.4159 | 26368.068 | 0 | 0 | 0
+KTi9oRCWKyX6l50 | required |  | 3 |  | 15740.1 | 29.6518 | 2d-svm | Standard | None | 837.005 | 19927.5951 | 33480.2 | 0 | 0 | 0
bsfz1Y2alXs4xyeQ | required |  | 3 |  | 20666.71 | 32.0969 | 2d-svm | Standard | None | 1083.3355 | 25792.2846 | 43333.42 | 0 | 0 | 0
yY53ONp9gQO5YqHR | required |  | 3 |  | 108367.97 | 75.623 | 2d-lm | Standard | None | 5468.3985 | 130192.8079 | 218735.94 | 0 | 0 | 0
VNc3PqCEdkATQq0r | required |  | 3 |  | 8623.135 | 26.1197 | 2d-lm | Standard | None | 481.1568 | 11455.4834 | 19246.27 | 0 | 0 | 0
0a74nkKK/M6EVdgi | required |  | 3 |  | 4657.8325 | 24.1517 | 2d-lm | Standard | None | 282.8916 | 6735.1447 | 11315.665 | 0 | 0 | 0
uWXccFDhSGN+bqfb | required |  | 3 |  | 15532.128 | 29.5486 | 2d-svm | Standard | None | 826.6064 | 19680.023 | 33064.256 | 0 | 0 | 0
CLwJtMfpXVm5oWiJ | required |  | 3 |  | 113423.805 | 78.1322 | 2d-lm | Standard | None | 5721.1902 | 136211.3283 | 228847.61 | 0 | 0 | 0
56x+YgImanb/gwg7 | required |  | 3 |  | 17868.371 | 30.7081 | 2d-svm | Standard | None | 943.4185 | 22461.1118 | 37736.742 | 0 | 0 | 0
B3K+zBT3Oz86eXGl | required |  | 3 |  | 7265.939 | 25.4461 | 2d-lm | Standard | None | 413.297 | 9839.8627 | 16531.878 | 0 | 0 | 0
cDY5zsVldoVAd198 | required |  | 3 |  | 17632.518 | 30.591 | 2d-lm | Standard | None | 931.6259 | 22180.3499 | 37265.036 | 0 | 0 | 0
tnYp8ewYosZPMswX | required |  | 3 |  | 17421.57 | 30.4863 | 2d-svm | Standard | None | 921.0785 | 21929.2351 | 36843.14 | 0 | 0 | 0
cLHE6PIliaUFRGOh | required |  | 3 |  | 23646 | 33.5755 | 2d-svm | Standard | None | 1232.3 | 29338.8635 | 49292 | 0 | 0 | 0
3al7hyTw7HPwdRB4 | required |  | 3 |  | 13899.152 | 28.7382 | 2d-svm | Standard | None | 744.9576 | 17736.1108 | 29798.304 | 0 | 0 | 0
5799yqg88z3zbbmD | required |  | 3 |  | 42302.14 | 42.8346 | 2d-svm | Standard | None | 2165.107 | 51547.3332 | 86604.28 | 0 | 0 | 0
ZWP+vvrCOVXwfyqp | required |  | 3 |  | 17492.518 | 30.5215 | 2d-svm | Standard | None | 924.6259 | 22013.6923 | 36985.036 | 0 | 0 | 0
hXjZUdmO63ZQqF76 | required |  | 3 |  | 12619.372 | 28.103 | 2d-svm | Standard | None | 680.9686 | 16212.6469 | 27238.744 | 0 | 0 | 0
+az4a/DevnL2Wyh4 | required |  | 3 |  | 20954.865 | 32.2399 | 2d-svm | Standard | None | 1097.7433 | 26135.3075 | 43909.73 | 0 | 0 | 0
valuTkQIskqlGBFg | required |  | 3 |  | 17939.523 | 30.7434 | 2d-svm | Standard | None | 946.9762 | 22545.8119 | 37879.046 | 0 | 0 | 0
gidDlO29b9E+iL4W | required |  | 3 |  | 45408.49 | 44.3762 | 2d-svm | Standard | None | 2320.4245 | 55245.1657 | 92816.98 | 0 | 0 | 0
F8AeXapLJBLJ+ZqG | required |  | 3 |  | 16449.73 | 30.004 | 2d-svm | Standard | None | 872.4865 | 20772.3463 | 34899.46 | 0 | 0 | 0
RWMnVkWU0r1Ybhj7 | required |  | 3 |  | 14731.927 | 29.1515 | 2d-svm | Standard | None | 786.5964 | 18727.4551 | 31463.854 | 0 | 0 | 0
xY+w33ijSaoDy3rq | required |  | 3 |  | 4608.477 | 24.1272 | 2d-lm | Standard | None | 280.4239 | 6676.3913 | 11216.954 | 0 | 0 | 0
f+fNi5jgnZE5uvK1 | required |  | 3 |  | 167833.36 | 105.1357 | 2d-lm | Standard | None | 8441.668 | 200981.0478 | 337666.72 | 0 | 0 | 0
USlFRXQ9X7Wo7Nqz | required |  | 3 |  | 14649.668 | 29.1106 | 2d-svm | Standard | None | 782.4834 | 18629.5331 | 31299.336 | 0 | 0 | 0
atfas+QR8QcH9BcE | required |  | 3 |  | 11394.179 | 27.4949 | 2d-svm | Standard | None | 619.709 | 14754.164 | 24788.358 | 0 | 0 | 0
qWgpFkzsktLsXe9h | required |  | 3 |  | 14816.911 | 29.1936 | 2d-svm | Standard | None | 790.8456 | 18828.621 | 31633.822 | 0 | 0 | 0
r3iDtZnoe4S0cLsW | required |  | 3 |  | 13336.219 | 28.4588 | 2d-svm | Standard | None | 716.811 | 17065.9893 | 28672.438 | 0 | 0 | 0
AR4kytNtWGJCYTNa | required |  | 3 |  | 31887.45 | 37.6657 | 2d-svm | Standard | None | 1644.3725 | 39149.5742 | 65774.9 | 0 | 0 | 0
CZng27J+46icLWiR | required |  | 3 |  | 6126.6084 | 24.8806 | 2d-lm | Standard | None | 356.3304 | 8483.5913 | 14253.2168 | 0 | 0 | 0
f/l8YtZWAUvXGcUM | required |  | 3 |  | 14909.901 | 29.2398 | 2d-svm | Standard | None | 795.495 | 18939.3173 | 31819.802 | 0 | 0 | 0
IYXyvWev/FPOv5ug | required |  | 3 |  | 15656.703 | 29.6104 | 2d-svm | Standard | None | 832.8351 | 19828.3184 | 33313.406 | 0 | 0 | 0
MYGZ5AkpYFicBYG0 | required |  | 3 |  | 6267.1025 | 24.9504 | 2d-lm | Standard | None | 363.3551 | 8650.837 | 14534.205 | 0 | 0 | 0
XA7CBHlJx1qQ5iel | required |  | 3 |  | 14746.537 | 29.1587 | 2d-svm | Standard | None | 787.3269 | 18744.847 | 31493.074 | 0 | 0 | 0
WC784FJbLEHSuHTo | required |  | 3 |  | 25950.715 | 34.7193 | 2d-svm | Standard | None | 1347.5358 | 32082.421 | 53901.43 | 0 | 0 | 0
T/1AumIqnRSwfoBR | required |  | 3 |  | 17089.84 | 30.3217 | 2d-svm | Standard | None | 904.492 | 21534.3401 | 36179.68 | 0 | 0 | 0
3705GR8CrkwOe/PK | required |  | 3 |  | 106076.19 | 74.4856 | 2d-lm | Standard | None | 5353.8095 | 127464.6484 | 214152.38 | 0 | 0 | 0
4zs+cvB38QW3eh1N | required |  | 3 |  | 6696.8364 | 25.1636 | 2d-lm | Standard | None | 384.8418 | 9162.3968 | 15393.6728 | 0 | 0 | 0
oW3tgH3uBehVtlEb | required |  | 3 |  | 13487.372 | 28.5338 | 2d-svm | Standard | None | 724.3686 | 17245.9235 | 28974.744 | 0 | 0 | 0
cK8Y9Nrp7dS2ZgJR | required |  | 3 |  | 6410.5137 | 25.0215 | 2d-lm | Standard | None | 370.5257 | 8821.5552 | 14821.0274 | 0 | 0 | 0
j4Ww+3eLUnWYF3mZ | required |  | 3 |  | 16857.066 | 30.2062 | 2d-svm | Standard | None | 892.8533 | 21257.2434 | 35714.132 | 0 | 0 | 0
9DkNgOe/HmiEHR/X | required |  | 3 |  | 15380.227 | 29.4732 | 2d-svm | Standard | None | 819.0114 | 19499.1984 | 32760.454 | 0 | 0 | 0
BcS5KMMoSa40JmOt | required |  | 3 |  | 48614.637 | 45.9674 | 2d-svm | Standard | None | 2480.7319 | 59061.7976 | 99229.274 | 0 | 0 | 0
v0A9ftCPUx5Q+U/3 | required |  | 3 |  | 138296.11 | 90.4764 | 2d-lm | Standard | None | 6964.8055 | 165819.5877 | 278592.22 | 0 | 0 | 0
O4775KM6j3VZ/Ryp | required |  | 3 |  | 20559.11 | 32.0435 | 2d-svm | Standard | None | 1077.9555 | 25664.1964 | 43118.22 | 0 | 0 | 0
yblnFgFQoKnrueJL | required |  | 3 |  | 16866.328 | 30.2108 | 2d-svm | Standard | None | 893.3164 | 21268.269 | 35732.656 | 0 | 0 | 0
mk1jOcXDkKceZj24 | required |  | 3 |  | 5617.938 | 24.6282 | 2d-lm | Standard | None | 330.8969 | 7878.0646 | 13235.876 | 0 | 0 | 0
35B/GR7BS2mn+r9a | required |  | 3 |  | 4814.808 | 24.2296 | 2d-lm | Standard | None | 290.7404 | 6922.01 | 11629.616 | 0 | 0 | 0
ZJIX2rAW+nPlU3ch | required |  | 3 |  | 19838.002 | 31.6856 | 2d-svm | Standard | None | 1041.9001 | 24805.7817 | 41676.004 | 0 | 0 | 0
N4syIF/27Dc5ZG6U | required |  | 3 |  | 62254.062 | 52.7367 | 2d-svm | Standard | None | 3162.7031 | 75298.3158 | 126508.124 | 0 | 0 | 0
nChrssMtB9R00KmR | required |  | 3 |  | 17670.018 | 30.6096 | 2d-svm | Standard | None | 933.5009 | 22224.9903 | 37340.036 | 0 | 0 | 0
6lckbTKpIw7kzW9d | required |  | 3 |  | 64524.996 | 53.8638 | 2d-svm | Standard | None | 3276.2498 | 78001.6601 | 131049.992 | 0 | 0 | 0
S2pTaiN+m5y7c7xR | required |  | 3 |  | 15137.708 | 29.3528 | 2d-svm | Standard | None | 806.8854 | 19210.5012 | 32275.416 | 0 | 0 | 0
bmgcIWL4SXRJOSz3 | required |  | 3 |  | 15362.668 | 29.4645 | 2d-svm | Standard | None | 818.1334 | 19478.296 | 32725.336 | 0 | 0 | 0
AzTwYxp9YFriZx9n | required |  | 3 |  | 16017.579 | 29.7895 | 2d-svm | Standard | None | 850.879 | 20257.9091 | 34035.158 | 0 | 0 | 0
/ytklxRUFddayYN2 | required |  | 3 |  | 15960.908 | 29.7614 | 2d-svm | Standard | None | 848.0454 | 20190.4473 | 33921.816 | 0 | 0 | 0
lKvIbLN3prK/d+Iv | required |  | 3 |  | 25637.842 | 34.5641 | 2d-svm | Standard | None | 1331.8921 | 31709.9737 | 53275.684 | 0 | 0 | 0
RlWOfUTo/8BJ98SF | required |  | 3 |  | 13554.7 | 28.5672 | 2d-svm | Standard | None | 727.735 | 17326.0714 | 29109.4 | 0 | 0 | 0
JYTweWkg26qw8Qt5 | required |  | 3 |  | 13068.873 | 28.3261 | 2d-lm | Standard | None | 703.4437 | 16747.7378 | 28137.746 | 0 | 0 | 0
3eNIelHKu4ffxxST | required |  | 3 |  | 28666.676 | 36.0673 | 2d-svm | Standard | None | 1483.3338 | 35315.5302 | 59333.352 | 0 | 0 | 0
XkVrQpjo5Le8sBPd | required |  | 3 |  | 33158.664 | 38.2966 | 2d-svm | Standard | None | 1707.9332 | 40662.8411 | 68317.328 | 0 | 0 | 0
CKHuiFQ2DxnTwlSB | required |  | 3 |  | 641039.4 | 339.9878 | 2d-lm | Standard | None | 32101.97 | 764290.608 | 1284078.8 | 0 | 0 | 0
+MoVFFaXow9grIxh | required |  | 3 |  | 44253.32 | 43.8029 | 2d-svm | Standard | None | 2262.666 | 53870.0389 | 90506.64 | 0 | 0 | 0
GYll8iOeCjAR7IYV | required |  | 3 |  | 45842.02 | 44.5914 | 2d-svm | Standard | None | 2342.101 | 55761.2445 | 93684.04 | 0 | 0 | 0
OHVM/0XoMGAiPk7+ | required |  | 3 |  | 886826.25 | 461.9719 | 2d-lm | Standard | None | 44391.3125 | 1056877.9181 | 1775652.5 | 0 | 0 | 0
erdsCEozsQFeJJzb | required |  | 3 |  | 20176.252 | 31.8535 | 2d-lm | Standard | None | 1058.8126 | 25208.4382 | 42352.504 | 0 | 0 | 0
z8C16TmHoa/IKjL3 | required |  | 3 |  | 38008.203 | 40.7035 | 2d-svm | Standard | None | 1950.4102 | 46435.7844 | 78016.406 | 0 | 0 | 0
p7z7DIrJYf+1LWne | required |  | 3 |  | 14459.405 | 29.0162 | 2d-svm | Standard | None | 772.9703 | 18403.042 | 30918.81 | 0 | 0 | 0
EH/CbrCnGG+6T8aT | required |  | 3 |  | 15684.494 | 29.6242 | 2d-svm | Standard | None | 834.2247 | 19861.4011 | 33368.988 | 0 | 0 | 0
dwAFhse4Spxxezrs | required |  | 3 |  | 4759.9863 | 24.2024 | 2d-lm | Standard | None | 287.9993 | 6856.7496 | 11519.9726 | 0 | 0 | 0
uFp6XD8BReH11fsH | required |  | 3 |  | 17882.365 | 30.715 | 2d-svm | Standard | None | 944.1183 | 22477.7704 | 37764.73 | 0 | 0 | 0
QEIuBkIjT4Evx+U4 | required |  | 3 |  | 66468.92 | 54.8285 | 2d-svm | Standard | None | 3373.446 | 80315.7281 | 134937.84 | 0 | 0 | 0
7qdh83kH932Np7xy | required |  | 3 |  | 17359.426 | 30.4555 | 2d-svm | Standard | None | 917.9713 | 21855.2582 | 36718.852 | 0 | 0 | 0
zFgfExpQ8G5pCSBn | required |  | 3 |  | 22273.438 | 32.8943 | 2d-svm | Standard | None | 1163.6719 | 27704.9509 | 46546.876 | 0 | 0 | 0
9hyZa84EZVkvmYSv | required |  | 3 |  | 14528.592 | 29.0505 | 2d-svm | Standard | None | 776.4296 | 18485.403 | 31057.184 | 0 | 0 | 0
RBF/A+RzmDTJe1Gz | required |  | 3 |  | 269588.53 | 155.6368 | 2d-lm | Standard | None | 13529.4265 | 322111.4967 | 541177.06 | 0 | 0 | 0
ypX5Wp30sV0rTeJh | required |  | 3 |  | 127232.28 | 84.9854 | 2d-lm | Standard | None | 6411.614 | 152649.0855 | 256464.56 | 0 | 0 | 0
aRI/tDTbw+IFMX6W | required |  | 3 |  | 56403.777 | 49.8332 | 2d-svm | Standard | None | 2870.1889 | 68334.0736 | 114807.554 | 0 | 0 | 0
Ufj4USdsoWBT/17k | required |  | 3 |  | 17022.678 | 30.2884 | 2d-svm | Standard | None | 901.1339 | 21454.3898 | 36045.356 | 0 | 0 | 0
k5JBf6c6sPY5SjCL | required |  | 3 |  | 15944.901 | 29.7535 | 2d-svm | Standard | None | 847.245 | 20171.3924 | 33889.802 | 0 | 0 | 0
6+KIxdYAuvY7qNHR | required |  | 3 |  | 54130.434 | 48.7049 | 2d-svm | Standard | None | 2756.5217 | 65627.8617 | 110260.868 | 0 | 0 | 0
zxZZYGpnAgHYbPqg | required |  | 3 |  | 23276.215 | 33.392 | 2d-svm | Standard | None | 1213.8108 | 28898.6675 | 48552.43 | 0 | 0 | 0
JqGEmSUA6s8dSoTR | required |  | 3 |  | 111871.8 | 77.362 | 2d-lm | Standard | None | 5643.59 | 134363.8048 | 225743.6 | 0 | 0 | 0
x0V0mzSJ1EfSHqRD | required |  | 3 |  | 12584.236 | 28.0856 | 2d-svm | Standard | None | 679.2118 | 16170.8207 | 27168.472 | 0 | 0 | 0
T5ksYyVhXmarEsYi | required |  | 3 |  | 22241.69 | 32.8785 | 2d-svm | Standard | None | 1162.0845 | 27667.1578 | 46483.38 | 0 | 0 | 0
OhNE2mYGftmcdmac | required |  | 3 |  | 17224.088 | 30.3883 | 2d-svm | Standard | None | 911.2044 | 21694.1504 | 36448.176 | 0 | 0 | 0
3af/GaV75eqdfwCD | required |  | 3 |  | 46332.11 | 44.8346 | 2d-svm | Standard | None | 2366.6055 | 56344.6529 | 94664.22 | 0 | 0 | 0
KsRp+DZsJW80CR+n | required |  | 3 |  | 16752.113 | 30.1541 | 2d-svm | Standard | None | 887.6057 | 21132.3063 | 35504.226 | 0 | 0 | 0
sAAOMzfh831IJLUh | required |  | 3 |  | 14138.518 | 28.8569 | 2d-svm | Standard | None | 756.9259 | 18021.0547 | 30277.036 | 0 | 0 | 0
B6ROB7gU36WjNu6V | required |  | 3 |  | 4464.6143 | 24.0558 | 2d-lm | Standard | None | 273.2307 | 6505.1356 | 10929.2286 | 0 | 0 | 0
rqJtNMOxgE6zGyp+ | required |  | 3 |  | 54445.215 | 48.8612 | 2d-svm | Standard | None | 2772.2607 | 66002.5803 | 110890.43 | 0 | 0 | 0
hc1QSdEdlkxBy3O1 | required |  | 3 |  | 808457.5 | 423.0774 | 2d-lm | Standard | None | 40472.875 | 963586.9151 | 1618915 | 0 | 0 | 0
VLhxX5t4+PGmNWFY | required |  | 3 |  | 16943.8 | 30.2492 | 2d-svm | Standard | None | 897.19 | 21360.4925 | 35887.6 | 0 | 0 | 0
JI0onFqIUsp97iHy | required |  | 3 |  | 15565.127 | 29.565 | 2d-svm | Standard | None | 828.2564 | 19719.3054 | 33130.254 | 0 | 0 | 0
1k5GaSYe+wr0UUbi | required |  | 3 |  | 17362.664 | 30.4571 | 2d-svm | Standard | None | 918.1332 | 21859.1127 | 36725.328 | 0 | 0 | 0
UScv4cNY4sLMFiR0 | required |  | 3 |  | 11121.624 | 27.3597 | 2d-lm | Standard | None | 606.0812 | 14429.7116 | 24243.248 | 0 | 0 | 0
uv1hMTA83rnJ40tS | required |  | 3 |  | 12079.221 | 27.8349 | 2d-svm | Standard | None | 653.9611 | 15569.6454 | 26158.442 | 0 | 0 | 0
lw8PWJhjOupuhLhk | required |  | 3 |  | 407759.7 | 224.2111 | 2d-lm | Standard | None | 20437.985 | 486591.9438 | 817519.4 | 0 | 0 | 0
VIjjT1YgYlihdN2G | required |  | 3 |  | 16171.65 | 29.866 | 2d-svm | Standard | None | 858.5825 | 20441.3169 | 34343.3 | 0 | 0 | 0
vHI9rQ4Fn8b6Tka4 | required |  | 3 |  | 12613.058 | 28.0999 | 2d-svm | Standard | None | 680.6529 | 16205.1307 | 27226.116 | 0 | 0 | 0
xH6U3ZWv8xtJrIsV | required |  | 3 |  | 20076.043 | 31.8037 | 2d-svm | Standard | None | 1053.8021 | 25089.1483 | 42152.086 | 0 | 0 | 0
e4Y4ry0FtCi0V+R8 | required |  | 3 |  | 516719.9 | 278.2881 | 2d-lm | Standard | None | 25885.995 | 616299.3379 | 1035439.8 | 0 | 0 | 0
DmkkQcJ6wnwVpQoj | required |  | 3 |  | 15470.833 | 29.5182 | 2d-svm | Standard | None | 823.5417 | 19607.0568 | 32941.666 | 0 | 0 | 0
O1fNa/vfP/eD0cze | required |  | 3 |  | 21597.172 | 32.5587 | 2d-svm | Standard | None | 1129.8586 | 26899.9166 | 45194.344 | 0 | 0 | 0
X+ljQY4l5jtvbhKS | required |  | 3 |  | 15835.285 | 29.6991 | 2d-svm | Standard | None | 841.7643 | 20040.9044 | 33670.57 | 0 | 0 | 0
svnMIAc/zowuW5O6 | required |  | 3 |  | 87798.695 | 65.4145 | 2d-lm | Standard | None | 4439.9348 | 105706.9217 | 177597.39 | 0 | 0 | 0
W/mrgHNpodWFp56i | required |  | 3 |  | 11247.995 | 27.4224 | 2d-svm | Standard | None | 612.3998 | 14580.145 | 24495.99 | 0 | 0 | 0

## Other buildings
ID | Constraint | Category | Height | Name | Annual demand (kWh) | Peak demand (kW) | Demand model | Tariff name | Connection cost name | Heating system | System capex (principal, ¤) | System capex (NPV, ¤) | System capex (total, ¤) | System opex (¤/yr) | System opex (NPV, ¤) | System opex (total, ¤) | System fuel (¤/yr) | System fuel (NPV, ¤) | System fuel (total, ¤) | CO₂ (kg/yr) | CO₂ (¤/yr) | CO₂ (NPV ¤) | CO₂ (total ¤) | PM₂₅ (kg/yr) | PM₂₅ (¤/yr) | PM₂₅ (NPV ¤) | PM₂₅ (total ¤) | NOₓ (kg/yr) | NOₓ (¤/yr) | NOₓ (NPV ¤) | NOₓ (total ¤)

## Supply points
ID | Constraint | Category | Height | Name | Annual demand (kWh) | Peak demand (kW) | Demand model | Tariff name | Connection cost name | Maximum capacity (kW) | Heat price (c/kWh) | Fixed capital cost (¤) | Capital cost (¤/kWp) | Operating cost (¤/kWp) | Installed capacity (kW) | Coincidence | Annual output (kWh/yr) | Plant capex (principal, ¤) | Plant capex (NPV, ¤) | Plant capex (total, ¤) | Heat cost (¤/yr) | Heat cost (NPV, ¤) | Heat cost (total, ¤) | Plant CO₂ (kg/yr) | Plant CO₂ (¤/yr) | Plant CO₂ (NPV ¤) | Plant CO₂ (total ¤) | Plant PM₂₅ (kg/yr) | Plant PM₂₅ (¤/yr) | Plant PM₂₅ (NPV ¤) | Plant PM₂₅ (total ¤) | Plant NOₓ (kg/yr) | Plant NOₓ (¤/yr) | Plant NOₓ (NPV ¤) | Plant NOₓ (total ¤) | Pumping kWh | Pumping cost (¤/yr) | Pumping cost (NPV, ¤) | Pumping cost (total, ¤) | Pumping CO₂ (kg/yr) | Pumping CO₂ (¤/yr) | Pumping CO₂ (NPV ¤) | Pumping CO₂ (total ¤) | Pumping PM₂₅ (kg/yr) | Pumping PM₂₅ (¤/yr) | Pumping PM₂₅ (NPV ¤) | Pumping PM₂₅ (total ¤) | Pumping NOₓ (kg/yr) | Pumping NOₓ (¤/yr) | Pumping NOₓ (NPV ¤) | Pumping NOₓ (total ¤)
mtWYKns5g5Vme9S6 | required | User-created building |  |  | 0 | 0 |  | Standard | None | 100000 | ERR |  |  |  | 22885.0439 | 0.62 | 47453104.9533 | 0 | 0 | 0 | 0 | 0 | 0 | 0 | 0 | 0 | 0 | 0 | 0 | 0 | 0 | 0 | 0 | 0 | 0 | 0 | 0 | 0 | 0 | 0 | 0 | 0 | 0 | 0 | 0 | 0 | 0 | 0 | 0 | 0 | 0

## Paths & pipes
ID | Constraint | Category | Height | Name | Length | Civils | Exists | In solution | Diameter (mm) | Capacity (kW) | Losses (kWh/yr) | Coincidence | Capital cost (principal, ¤) | Capital cost (NPV, ¤) | Capital cost (total, ¤)
BNLgNSbuWl8e9HnI | optional | Connector |  |  | 3.0937 | Hard (default) |  | TRUE | 25 | 29.6203 | 380.3494 | 1 | 1967.5962 | 1967.5962 | 1967.5962 | 1 | 1
uOTT7yOzwKP8I2Jg | optional | Residential |  | Cord-Steding-Straße | 25.7961 | Hard (default) |  | TRUE | 65 | 396.9608 | 5723.5737 | 0.64 | 21900.8847 | 21900.8847 | 21900.8847 | 19 | 0.64
A/LvTGVXNoh+NwKl | optional | Residential |  | Am Forst | 4.8277 | Hard (default) |  | TRUE | 32 | 74.2401 | 761.8058 | 1 | 3229.6979 | 3229.6979 | 3229.6979 | 1 | 1
L7HkSp8/Fglp5Q59 | optional | Connector |  |  | 7.9505 | Hard (default) |  | TRUE | 32 | 56.3319 | 1166.7398 | 1 | 5318.9008 | 5318.9008 | 5318.9008 | 1 | 1
c6vEfxWkwrHv7uZF | optional | Residential |  | Richard-Jung-Straße | 11.2251 | Hard (default) |  | TRUE | 32 | 66.5941 | 1718.3615 | 0.72 | 7509.5718 | 7509.5718 | 7509.5718 | 3.8 | 0.72
p/6TZMEY+226yg62 | optional | Residential |  | Fresenbergstraße | 6.0447 | Hard (default) |  | TRUE | 200 | 4210.2893 | 1916.4231 | 0.62 | 11128.2034 | 11128.2034 | 11128.2034 | 77 | 0.62494
CdCd630h8/DYl8qH | optional | Connector |  |  | 1.5681 | Hard (default) |  | TRUE | 25 | 39.8423 | 210.8753 | 1 | 997.3224 | 997.3224 | 997.3224 | 1 | 1
4WdREWVnWDvrb0D1 | optional | Residential |  | Cord-Steding-Straße | 18.1114 | Hard (default) |  | TRUE | 65 | 340.3205 | 3910.1516 | 0.64 | 15376.5837 | 15376.5837 | 15376.5837 | 19 | 0.64
JubqsNc1kc0/72nd | optional | Secondary |  | Landrat-Christians-Straße | 8.3033 | Hard (default) |  | TRUE | 300 | 15013.826 | 3057.4889 | 0.62 | 22717.93 | 22717.93 | 22717.93 | 77 | 0.62494
n/0mBH0SipMbVbYM | optional | Residential |  | Kapitän-Dallmann-Straße | 4.7866 | Hard (default) |  | TRUE | 250 | 10058.6194 | 1680.7072 | 0.62 | 10889.4763 | 10889.4763 | 10889.4763 | 77 | 0.62494
Odqc6VeJDZpMedFA | optional | Service |  |  | 3.4752 | Hard (default) |  | TRUE | 50 | 198.6483 | 678.9316 | 0.72 | 2651.5704 | 2651.5704 | 2651.5704 | 3.8 | 0.72
bTsrrNGGSUSGnm9o | optional | Service |  |  | 13.3686 | Hard (default) |  | TRUE | 25 | 41.5692 | 1823.817 | 1 | 8502.4398 | 8502.4398 | 8502.4398 | 1 | 1
3CkNgH4pk6K83BZm | optional | Residential |  | Besanstraße | 20.4582 | Hard (default) |  | TRUE | 32 | 49.7215 | 2918.7979 | 0.81 | 13686.5639 | 13686.5639 | 13686.5639 | 2 | 0.81
YxE2U7moeMye97o3 | optional | Connector |  |  | 7.9226 | Hard (default) |  | TRUE | 25 | 37.5651 | 1045.054 | 1 | 5038.7959 | 5038.7959 | 5038.7959 | 1 | 1
rP9ucesZmrpS+VK/ | optional | Connector |  |  | 2.8668 | Hard (default) |  | TRUE | 32 | 79.4683 | 461.6272 | 1 | 1917.8727 | 1917.8727 | 1917.8727 | 1 | 1
+pK9MwEOH280/XDj | optional | Connector |  |  | 3.3858 | Hard (default) |  | TRUE | 25 | 27.8732 | 409.5898 | 1 | 2153.3885 | 2153.3885 | 2153.3885 | 1 | 1
Y7fNytA+gKFFJZLx | optional | Connector |  |  | 9.7909 | Hard (default) |  | TRUE | 65 | 339.9879 | 2113.4566 | 1 | 8312.4739 | 8312.4739 | 8312.4739 | 1 | 1
Z9/MPRMVV7mLohvJ | optional | Connector |  |  | 6.5492 | Hard (default) |  | TRUE | 25 | 35.9584 | 852.0156 | 1 | 4165.2944 | 4165.2944 | 4165.2944 | 1 | 1
q5YHiGI6/XC8v5pI | optional | Residential |  | Kleine Straße | 32.3042 | Hard (default) | [9 empty] | -0.6129 | 0
p1jOgcAPi6/y5uZV | optional | Connector |  |  | 7.7579 | Hard (default) |  | TRUE | 25 | 27.4949 | 935.1764 | 1 | 4934.0297 | 4934.0297 | 4934.0297 | 1 | 1
656mCe5qkWkJntcy | optional | Tertiary |  | Mühlenstraße | 4.0363 | Hard (default) |  | TRUE | 150 | 3990.7333 | 1272.2811 | 0.62 | 5804.1879 | 5804.1879 | 5804.1879 | 77 | 0.62494
aLEKCs5XRpw6N3lJ | optional | Residential |  | Fresenbergstraße | 8.2274 | Hard (default) |  | TRUE | 100 | 1269.6256 | 2208.581 | 0.63 | 8836.2695 | 8836.2695 | 8836.2695 | 38 | 0.63
U7NRqt1NGzi/B8Ec | optional | Residential |  | Allmersstraße | 34.9236 | Hard (default) | [9 empty] | -0.6129 | 0
sVzy2Lbd3a2gvtkJ | optional | Residential |  | Mühlenstraße | 1.4346 | Hard (default) |  | TRUE | 250 | 9074.1468 | 498.5224 | 0.62 | 3263.6741 | 3263.6741 | 3263.6741 | 77 | 0.62494
yPakMmqn125V7p3c | optional | Residential |  | Langenfeld | 13.8329 | Hard (default) |  | TRUE | 32 | 78.6725 | 2220.6742 | 0.81 | 9254.2161 | 9254.2161 | 9254.2161 | 2 | 0.81
PbgqXMb27tFjzSSG | optional | Connector |  |  | 8.2209 | Hard (default) |  | TRUE | 25 | 27.4602 | 990.662 | 1 | 5228.4714 | 5228.4714 | 5228.4714 | 1 | 1
Qm/iCs2MtkWm8m09 | optional | Unclassified |  | Zum Krempel | 56.6785 | Hard (default) | [9 empty] | -0.6129 | 0
zrDTNbPsxeVE9wqi | optional | Service |  |  | 45.8538 | Hard (default) |  | TRUE | 40 | 104.4 | 7823.9848 | 1 | 32510.3782 | 32510.3782 | 32510.3782 | 1 | 1
UfNQTfo6K2njArQv | optional | Connector |  |  | 8.1884 | Hard (default) |  | TRUE | 25 | 27.4749 | 986.8818 | 1 | 5207.804 | 5207.804 | 5207.804 | 1 | 1
xyeQ8i2IUeMwnnzK | optional | Residential |  | Wigmodistraße | 24.2788 | Hard (default) |  | TRUE | 100 | 1077.0046 | 6354.886 | 0.63 | 26075.4387 | 26075.4387 | 26075.4387 | 38 | 0.63
Sfn6Int93HR2+h0M | optional | Connector |  |  | 6.8976 | Hard (default) |  | TRUE | 25 | 28.9587 | 842.8593 | 1 | 4386.8552 | 4386.8552 | 4386.8552 | 1 | 1
L06x0r0aMUF7gdav | optional | Tertiary |  | Mühlenstraße | 6.4293 | Hard (default) |  | TRUE | 65 | 282.7098 | 1348.928 | 0.66 | 5458.4927 | 5458.4927 | 5458.4927 | 9.5 | 0.66
apDhxwRLxz4hanII | optional | Connector |  |  | 15.3432 | Hard (default) |  | TRUE | 25 | 28.2783 | 1863.1077 | 1 | 9758.279 | 9758.279 | 9758.279 | 1 | 1
LBlTu5qRuxodP+wM | optional | Service |  | Bahrsweg | 40.1382 | Hard (default) |  | TRUE | 32 | 69.1 | 6206.5136 | 0.75 | 26852.427 | 26852.427 | 26852.427 | 2.9231 | 0.75
85VIjLvmzBfCXSBX | optional | Footway |  |  | 4.1813 | Hard (default) |  | TRUE | 25 | 36.7133 | 547.5263 | 1 | 2659.3109 | 2659.3109 | 2659.3109 | 1 | 1
p9q6V4nWtUaUUgL1 | optional | Connector |  |  | 2.3641 | Hard (default) |  | TRUE | 25 | 33.8517 | 301.9357 | 1 | 1503.5621 | 1503.5621 | 1503.5621 | 1 | 1
dx7Svv1C6gf16v9W | optional | Connector |  |  | 3.6718 | Hard (default) |  | TRUE | 25 | 29.6256 | 451.4395 | 1 | 2335.24 | 2335.24 | 2335.24 | 1 | 1
jr9tP8NBRnINs6gh | optional | Footway |  | Schifferweg | 18.6944 | Hard (default) |  | TRUE | 32 | 49.2673 | 2661.9039 | 0.81 | 12506.5288 | 12506.5288 | 12506.5288 | 2 | 0.81
4zb06FtjKpgtgzwS | optional | Connector |  |  | 3.2883 | Hard (default) |  | TRUE | 32 | 52.7367 | 475.2638 | 1 | 2199.8759 | 2199.8759 | 2199.8759 | 1 | 1
uJFQ2En5OtwkwZko | optional | Service |  |  | 14.9348 | Hard (default) |  | TRUE | 65 | 326.1187 | 3201.9395 | 0.72 | 12679.663 | 12679.663 | 12679.663 | 3.8 | 0.72
pkofCSgj/ToQP3B6 | optional | Connector |  |  | 13.8414 | Hard (default) |  | TRUE | 25 | 29.1332 | 1694.0936 | 1 | 8803.1145 | 8803.1145 | 8803.1145 | 1 | 1
JSTX0+T1ypruxob5 | optional | Connector |  |  | 6.1622 | Hard (default) |  | TRUE | 25 | 29.0631 | 753.7228 | 1 | 3919.1455 | 3919.1455 | 3919.1455 | 1 | 1
QIDdZ1TXumR1YLQS | optional | Residential |  | Fresenbergstraße | 13.479 | Hard (default) |  | TRUE | 200 | 4479.7542 | 4298.1813 | 0.62 | 24814.8832 | 24814.8832 | 24814.8832 | 77 | 0.62494
uVpGyvSlITuWRm/G | optional | Service |  |  | 42.3009 | Hard (default) | [9 empty] | -0.6129 | 0
Xp2N8NA9bX2mscJR | optional | Connector |  |  | 8.4991 | Hard (default) |  | TRUE | 25 | 26.1197 | 1011.3351 | 1 | 5405.4289 | 5405.4289 | 5405.4289 | 1 | 1
SqI7f6fq2oJtLWaM | optional | Service |  |  | 18.69 | Hard (default) |  | TRUE | 25 | 30.7529 | 2321.6874 | 1 | 11886.8235 | 11886.8235 | 11886.8235 | 1 | 1
D+UfTMu/QXcCXUzw | optional | Connector |  |  | 4.495 | Hard (default) |  | TRUE | 25 | 29.2398 | 550.7036 | 1 | 2858.8439 | 2858.8439 | 2858.8439 | 1 | 1
6/sPHXrlR5kCyCTT | optional | Secondary |  | Weserstrandstraße | 22.4476 | Hard (default) |  | TRUE | 100 | 944.5252 | 5772.2232 | 0.63 | 24108.7503 | 24108.7503 | 24108.7503 | 38 | 0.63
2VRImQUJQst39wUu | optional | Residential |  | Lüder-Clüver-Straße | 3.1413 | Hard (default) |  | TRUE | 50 | 233.2002 | 634.8272 | 0.65 | 2396.7933 | 2396.7933 | 2396.7933 | 12.6667 | 0.65
d33cU54WzG5A42B9 | optional | Connector |  |  | 13.7192 | Hard (default) |  | TRUE | 25 | 29.1936 | 1680.0799 | 1 | 8725.4347 | 8725.4347 | 8725.4347 | 1 | 1
5Km0rPTgG1R62kQB | optional | Connector |  |  | 7.7592 | Hard (default) |  | TRUE | 100 | 1443.9319 | 2129.8988 | 1 | 8333.4044 | 8333.4044 | 8333.4044 | 1 | 1
nfH2a6W0g7Yl3ljq | optional | Connector |  |  | 13.6496 | Hard (default) |  | TRUE | 32 | 60.1859 | 2035.5349 | 1 | 9131.5597 | 9131.5597 | 9131.5597 | 1 | 1
LxKrvsU+/3z5A2uu | optional | Footway |  |  | 19.7462 | Hard (default) |  | TRUE | 50 | 222.1674 | 3948.1284 | 0.66 | 15066.3124 | 15066.3124 | 15066.3124 | 9.5 | 0.66
8gOG7LSYlPU+p9pE | optional | Connector |  |  | 6.3274 | Hard (default) |  | TRUE | 25 | 29.4719 | 776.8464 | 1 | 4024.2071 | 4024.2071 | 4024.2071 | 1 | 1
z3RzFvuv2kODoaWh | optional | Residential |  | Langenfeld | 73.356 | Hard (default) | [9 empty] | -0.6129 | 0
E3y2jXDmYiJPKjjx | optional | Connector |  |  | 9.9797 | Hard (default) |  | TRUE | 25 | 39.5053 | 1338.2494 | 1 | 6347.1172 | 6347.1172 | 6347.1172 | 1 | 1
I9ssADRpQnGKysiF | optional | Residential |  | Johann-Hoppe-Straße | 4.3931 | Hard (default) |  | TRUE | 125 | 2457.0857 | 1297.8876 | 0.62 | 5495.7719 | 5495.7719 | 5495.7719 | 77 | 0.62494
80v97J5x/d2cZwhY | optional | Connector |  |  | 8.6301 | Hard (default) |  | TRUE | 25 | 36.192 | 1125.0062 | 1 | 5488.7576 | 5488.7576 | 5488.7576 | 1 | 1
+f/PHZfy89VXs0Wo | optional | Residential |  | Richard-Jung-Straße | 28.8854 | Hard (default) |  | TRUE | 25 | 31.8053 | 3622.476 | 1 | 18371.1398 | 18371.1398 | 18371.1398 | 1 | 1
BIfPcRdM5nFCPzOk | optional | Connector |  |  | 7.1383 | Hard (default) |  | TRUE | 25 | 29.618 | 877.583 | 1 | 4539.9439 | 4539.9439 | 4539.9439 | 1 | 1
VLuuUxl70y6xN3bA | optional | Residential |  | Wigmodistraße | 16.5846 | Hard (default) |  | TRUE | 100 | 1059.0726 | 4330.628 | 0.63 | 17811.8926 | 17811.8926 | 17811.8926 | 38 | 0.63
XjIZc5LqL89Sy6sw | optional | Connector |  |  | 5.0797 | Hard (default) |  | TRUE | 25 | 37.4904 | 669.62 | 1 | 3230.6819 | 3230.6819 | 3230.6819 | 1 | 1
b/nKc1VvwhiN4D1x | optional | Secondary |  | Landrat-Christians-Straße | 11.8424 | Hard (default) |  | TRUE | 65 | 377.1648 | 2602.7944 | 0.68 | 10054.1815 | 10054.1815 | 10054.1815 | 6.3333 | 0.68
GdBejqgK2aC5smHL | optional | Living street |  | An der Wollkämmerei | 26.4672 | Hard (default) |  | TRUE | 32 | 54.4041 | 3852.5758 | 1 | 17706.5474 | 17706.5474 | 17706.5474 | 1 | 1
h2LryVAxer8R637m | optional | Residential |  | Lüder-Clüver-Straße | 6.9045 | Hard (default) |  | TRUE | 32 | 66.0961 | 1054.8342 | 0.75 | 4619.1018 | 4619.1018 | 4619.1018 | 2.9231 | 0.75
ljqJBJreBxPM5R1F | optional | Residential |  | Flethestraße | 1.8129 | Hard (default) |  | TRUE | 65 | 405.9676 | 403.9641 | 0.64 | 1539.1428 | 1539.1428 | 1539.1428 | 19 | 0.64
cJ0r5PgIPWfqTkD5 | optional | Footway |  |  | 59.9807 | Hard (default) |  | TRUE | 300 | 17020.0383 | 22358.065 | 0.62 | 164107.1268 | 164107.1268 | 164107.1268 | 77 | 0.62494
Be3wkmzuh5aJorVa | optional | Unclassified |  | Zur Westpier | 49.3056 | Hard (default) |  | TRUE | 25 | 33.7565 | 6291.8845 | 1 | 31358.3489 | 31358.3489 | 31358.3489 | 1 | 1
7jg2WTOFVTXm3G3D | optional | Residential |  | Cord-Steding-Straße | 20.1369 | Hard (default) |  | TRUE | 40 | 96.0575 | 3378.6135 | 0.72 | 14277.0812 | 14277.0812 | 14277.0812 | 3.8 | 0.72
azqKicH5HxU55xW/ | optional | Residential |  | Richard-Jung-Straße | 0.11108 | Hard (default) |  | TRUE | 20 | 1 | 13.0048 | 1 | 68.3115 | 68.3115 | 68.3115 | 1 | 1
cQbpfkZpYuHoZxGj | optional | Residential |  | Flethestraße | 7.4749 | Hard (default) |  | TRUE | 65 | 342.6273 | 1615.6016 | 0.64 | 6346.1547 | 6346.1547 | 6346.1547 | 19 | 0.64
HtKclPkV+kYy1zVC | optional | Connector |  |  | 3.217 | Hard (default) |  | TRUE | 25 | 30.1787 | 397.5304 | 1 | 2045.991 | 2045.991 | 2045.991 | 1 | 1
tZHZYQhpp7ILwwQK | optional | Connector |  |  | 6.0743 | Hard (default) |  | TRUE | 25 | 31.0348 | 756.4891 | 1 | 3863.2624 | 3863.2624 | 3863.2624 | 1 | 1
nK8Z9MnI1hpBJ+uZ | optional | Secondary |  | Landrat-Christians-Straße | 22.0165 | Hard (default) |  | TRUE | 65 | 479.8578 | 5077.7524 | 0.66 | 18691.9864 | 18691.9864 | 18691.9864 | 9.5 | 0.66
Cxf8O2+ssnOpbQyl | optional | Platform |  | Fresenbergstraße | 13.7658 | Hard (default) | [9 empty] | -0.6129 | 0
ktJrSzMYE/Ge6npQ | optional | Residential |  | Lüder-Clüver-Straße | 5.6199 | Hard (default) |  | TRUE | 65 | 304.4936 | 1192.042 | 0.65 | 4771.3172 | 4771.3172 | 4771.3172 | 12.6667 | 0.65
9f1tcAFwrS5nM25R | optional | Connector |  |  | 5.0565 | Hard (default) |  | TRUE | 25 | 29.6125 | 621.6221 | 1 | 3215.9603 | 3215.9603 | 3215.9603 | 1 | 1
sBaCvuRr9lJB2Kx0 | optional | Connector |  |  | 23.363 | Hard (default) |  | TRUE | 25 | 28.8193 | 2851.1987 | 1 | 14858.8502 | 14858.8502 | 14858.8502 | 1 | 1
jRxqnBtKtVqQW+VU | optional | Tertiary |  | Fresenbergstraße | 4.9412 | Hard (default) |  | TRUE | 40 | 84.4354 | 809.4473 | 0.72 | 3503.3082 | 3503.3082 | 3503.3082 | 3.8 | 0.72
MXiPiqpQlKffwq7W | optional | Secondary |  | Landrat-Christians-Straße | 44.3277 | Hard (default) |  | TRUE | 80 | 654.772 | 10737.5841 | 0.65 | 41756.6934 | 41756.6934 | 41756.6934 | 12.6667 | 0.65
J89edvMI7TU2VShm | optional | Residential |  | Kapitän-Dallmann-Straße | 7.424 | Hard (default) |  | TRUE | 65 | 396.9143 | 1647.1905 | 0.65 | 6303.0074 | 6303.0074 | 6303.0074 | 12.6667 | 0.65
6WIwXBf2BknmjL0l | optional | Connector |  |  | 7.9453 | Hard (default) |  | TRUE | 20 | 24.1395 | 930.2408 | 1 | 4886.3669 | 4886.3669 | 4886.3669 | 1 | 1
CsXgRP7mXBOuldYI | optional | Connector |  |  | 8.1628 | Hard (default) |  | TRUE | 50 | 160.6301 | 1534.301 | 1 | 6228.1844 | 6228.1844 | 6228.1844 | 1 | 1
DPNFWg6BypYQQF82 | optional | Residential |  | Johann-Hoppe-Straße | 3.7778 | Hard (default) |  | TRUE | 125 | 1816.8213 | 1067.5745 | 0.63 | 4726.0028 | 4726.0028 | 4726.0028 | 38 | 0.63
ADeRwerEbA0p+RmF | optional | Steps |  |  | 18.2083 | Hard (default) |  | TRUE | 40 | 115.0698 | 3173.1609 | 1 | 12909.7102 | 12909.7102 | 12909.7102 | 1 | 1
TDQhyV+yxtG1UCCj | optional | Connector |  |  | 25.8666 | Hard (default) |  | TRUE | 25 | 27.8847 | 3129.4589 | 1 | 16451.1296 | 16451.1296 | 16451.1296 | 1 | 1
gEuSK/bjeWRDVofl | optional | Connector |  |  | 18.7627 | Hard (default) |  | TRUE | 32 | 46.4689 | 2639.2364 | 0.81 | 12552.2523 | 12552.2523 | 12552.2523 | 2 | 0.81
1CIkRcaAHwqqJFUE | optional | Connector |  |  | 6.4453 | Hard (default) |  | TRUE | 25 | 31.4673 | 805.8332 | 1 | 4099.1939 | 4099.1939 | 4099.1939 | 1 | 1
ICPOYm66fmsgmC+M | optional | Living street |  | Flethepad | 40.8179 | Hard (default) |  | TRUE | 50 | 196.3688 | 7956.2867 | 0.66 | 31144.0577 | 31144.0577 | 31144.0577 | 9.5 | 0.66
556iXHj7pWJcMInC | optional | Connector |  |  | 7.2624 | Hard (default) |  | TRUE | 32 | 44.4229 | 1012.3869 | 1 | 4858.5356 | 4858.5356 | 4858.5356 | 1 | 1
nqn6rCzBxgrXxZDv | optional | Residential |  | Johann-Hoppe-Straße | 28.5963 | Hard (default) |  | TRUE | 125 | 1627.9514 | 7972.7592 | 0.63 | 35773.9363 | 35773.9363 | 35773.9363 | 38 | 0.63
yg0fUBUxCfG7Qdcu | optional | Connector |  |  | 10.4471 | Hard (default) |  | TRUE | 32 | 44.0044 | 1453.6427 | 1 | 6989.1083 | 6989.1083 | 6989.1083 | 1 | 1
trPHmQLZkkcRqDzG | optional | Connector |  |  | 6.497 | Hard (default) |  | TRUE | 25 | 30.2108 | 803.094 | 1 | 4132.1158 | 4132.1158 | 4132.1158 | 1 | 1
wukvs58MV0sjvF0k | optional | Connector |  |  | 6.5285 | Hard (default) |  | TRUE | 25 | 29.4572 | 801.4272 | 1 | 4152.1009 | 4152.1009 | 4152.1009 | 1 | 1
7FWyyjKrIhyADl2T | optional | Residential |  | Fresenbergstraße | 23.0199 | Hard (default) |  | TRUE | 150 | 3979.9269 | 7253.0618 | 0.62 | 33102.6047 | 33102.6047 | 33102.6047 | 77 | 0.62494
Z7MuSxl/KbvLkhOS | optional | Service |  |  | 35.2557 | Hard (default) |  | TRUE | 50 | 149.6373 | 6551.3346 | 1 | 26900.1044 | 26900.1044 | 26900.1044 | 1 | 1
XzjrtT9NDXgJhS8W | optional | Connector |  |  | 15.044 | Hard (default) |  | TRUE | 25 | 31.8183 | 1886.8593 | 1 | 9567.9592 | 9567.9592 | 9567.9592 | 1 | 1
tg8etC8O6DaMtcP0 | optional | Residential |  | Zum Donaufleet | 11.6413 | Hard (default) |  | TRUE | 80 | 542.725 | 2742.5502 | 0.63 | 10966.1366 | 10966.1366 | 10966.1366 | 38 | 0.63
nnhdkjWG59pySbs6 | optional | Connector |  |  | 6.3651 | Hard (default) |  | TRUE | 25 | 29.1587 | 779.2321 | 1 | 4048.217 | 4048.217 | 4048.217 | 1 | 1
Ex83yYHLdU1LbodZ | optional | Connector |  |  | 6.4824 | Hard (default) |  | TRUE | 25 | 30.7434 | 805.1748 | 1 | 4122.7778 | 4122.7778 | 4122.7778 | 1 | 1
sF6IVw2QucB+OGm9 | optional | Service |  |  | 22.1018 | Hard (default) |  | TRUE | 100 | 1443.9319 | 6066.9199 | 1 | 23737.3235 | 23737.3235 | 23737.3235 | 1 | 1
4I1y/bIYeyEZEIjc | optional | Unclassified |  | Zum Krempel | 18.4649 | Hard (default) | [9 empty] | -0.6129 | 0
dl69yxYgB8G8OAp5 | optional | Service |  |  | 61.3513 | Hard (default) |  | TRUE | 32 | 68.977 | 9482.0143 | 1 | 41044.0036 | 41044.0036 | 41044.0036 | 1 | 1
viHvuM0Idtq6bY51 | optional | Connector |  |  | 6.1057 | Hard (default) |  | TRUE | 25 | 28.9911 | 746.3143 | 1 | 3883.2029 | 3883.2029 | 3883.2029 | 1 | 1
heqAx5aUV7c3t6la | optional | Residential |  | Küferstraße | 1.2301 | Hard (default) |  | TRUE | 80 | 546.657 | 290.0815 | 0.63 | 1158.7494 | 1158.7494 | 1158.7494 | 38 | 0.63
kMkOzaxP38ewuHn5 | optional | Connector |  |  | 4.206 | Hard (default) |  | TRUE | 25 | 27.8806 | 508.8449 | 1 | 2675.0313 | 2675.0313 | 2675.0313 | 1 | 1
65GaLIlAIq6PvRk5 | optional | Residential |  | Küferstraße | 6.6799 | Hard (default) |  | TRUE | 50 | 249.9551 | 1371.7449 | 0.65 | 5096.7622 | 5096.7622 | 5096.7622 | 12.6667 | 0.65
vzYgN3UqC8ANn2Mb | optional | Connector |  |  | 10.3687 | Hard (default) |  | TRUE | 32 | 44.3228 | 1444.771 | 1 | 6936.6606 | 6936.6606 | 6936.6606 | 1 | 1
M+jKBQ3WXBsFxEmM | optional | Residential |  | Kapitän-Dallmann-Straße | 0.070493 | Hard (default) |  | TRUE | 65 | 336.6394 | 15.1916 | 0.66 | 59.8482 | 59.8482 | 59.8482 | 9.5 | 0.66
8Z4AQHmmLcJRs/O6 | optional | Connector |  |  | 3.9413 | Hard (default) |  | TRUE | 25 | 43.8632 | 547.8897 | 1 | 2506.6443 | 2506.6443 | 2506.6443 | 1 | 1
3AZ8V8CeYIljgH36 | optional | Residential |  | Küferstraße | 10.0982 | Hard (default) |  | TRUE | 65 | 460.9454 | 2308.8238 | 0.64 | 8573.399 | 8573.399 | 8573.399 | 19 | 0.64
Xlmnxip2f1yjctVE | optional | Residential |  | Leverkenbarg | 13.6863 | Hard (default) |  | TRUE | 125 | 1626.7177 | 3815.4573 | 0.62 | 17121.5563 | 17121.5563 | 17121.5563 | 77 | 0.62494
Z5RZ+1ywCJgQyAii | optional | Residential |  | Kaffeestraße | 28.7251 | Hard (default) |  | TRUE | 100 | 916.3728 | 7358.3214 | 0.64 | 30850.7714 | 30850.7714 | 30850.7714 | 19 | 0.64
nYrC60QBLRcmlmEg | optional | Path |  |  | 12.8463 | Hard (default) |  | TRUE | 25 | 28.2974 | 1560.1893 | 1 | 8170.2557 | 8170.2557 | 8170.2557 | 1 | 1
TO6nIlxigbcJuxDL | optional | Connector |  |  | 8.0719 | Hard (default) |  | TRUE | 20 | 24.0503 | 945.0641 | 1 | 4964.2302 | 4964.2302 | 4964.2302 | 1 | 1
Qzz7gQzZSFZkJ5oN | optional | Connector |  |  | 23.746 | Hard (default) |  | TRUE | 25 | 36.2353 | 3096.6489 | 1 | 15102.4865 | 15102.4865 | 15102.4865 | 1 | 1
XrD2fgIoJJ+wEqUr | optional | Service |  |  | 12.5098 | Hard (default) | [9 empty] | -0.6129 | 0
T4EK6j8Lkv7bFClz | optional | Unclassified |  | Marschgehren | 21.3468 | Hard (default) |  | TRUE | 32 | 72.9808 | 3351.9451 | 1 | 14280.9938 | 14280.9938 | 14280.9938 | 1 | 1
cYyuTqMA72sMat1+ | optional | Connector |  |  | 5.5878 | Hard (default) |  | TRUE | 25 | 31.1567 | 696.6674 | 1 | 3553.8387 | 3553.8387 | 3553.8387 | 1 | 1
/sy5fNtEUtU3ZFpi | optional | Tertiary |  | Fresenbergstraße | 13.781 | Hard (default) |  | TRUE | 65 | 411.3667 | 3078.6674 | 0.65 | 11700.0766 | 11700.0766 | 11700.0766 | 12.6667 | 0.65
t5ukpQ1DSSBIRxr+ | optional | Connector |  |  | 7.1851 | Hard (default) |  | TRUE | 25 | 29.4732 | 882.1671 | 1 | 4569.7321 | 4569.7321 | 4569.7321 | 1 | 1
oiAw45GUJVy5/As1 | optional | Residential |  | Mühlenstraße | 0.24128 | Hard (default) |  | TRUE | 250 | 9853.5068 | 84.537 | 0.62 | 548.9044 | 548.9044 | 548.9044 | 77 | 0.62494
ZBrNwM4cznI4pxhK | optional | Connector |  |  | 10.4319 | Hard (default) |  | TRUE | 32 | 73.4489 | 1641.0652 | 1 | 6978.9348 | 6978.9348 | 6978.9348 | 1 | 1
5DuV5AZMh4iaTxsJ | optional | Connector |  |  | 10.8269 | Hard (default) |  | TRUE | 25 | 24.8468 | 1272.7796 | 1 | 6885.9218 | 6885.9218 | 6885.9218 | 1 | 1
TBFYXAXlUe1gfOPx | optional | Connector |  |  | 7.8303 | Hard (default) |  | TRUE | 65 | 461.9719 | 1791.1367 | 1 | 6647.9088 | 6647.9088 | 6647.9088 | 1 | 1
Q1mazj6Yyvr4D40R | optional | Residential |  | Besanstraße | 10.6628 | Hard (default) |  | TRUE | 50 | 220.7714 | 2129.0727 | 0.65 | 8135.7378 | 8135.7378 | 8135.7378 | 12.6667 | 0.65
UEOp+CBaN2SuAwVH | optional | Residential |  | Mühlenstraße | 19.6534 | Hard (default) |  | TRUE | 250 | 9765.9794 | 6879.6928 | 0.62 | 44711.4623 | 44711.4623 | 44711.4623 | 77 | 0.62494
mTeIRfVjrKmvGU6Q | optional | Connector |  |  | 12.8054 | Hard (default) |  | TRUE | 40 | 125.3763 | 2276.6295 | 1 | 9079.0307 | 9079.0307 | 9079.0307 | 1 | 1
F9+iW6USMbufykur | optional | Residential |  | Richard-Jung-Straße | 6.9083 | Hard (default) |  | TRUE | 100 | 1343.4209 | 1872.1863 | 0.63 | 7419.5049 | 7419.5049 | 7419.5049 | 38 | 0.63
pvWOdF+Dw7IOrLPO | optional | Steps |  |  | 0.0024678 | Hard (default) | [9 empty] | -0.6129 | 0
6qeJy1X6YK3IiEfY | optional | Service |  |  | 78.2142 | Hard (default) |  | TRUE | 40 | 136.9016 | 14213.051 | 1 | 55453.8862 | 55453.8862 | 55453.8862 | 1 | 1
Mn+QYDIaMK6xF0Rt | optional | Connector |  |  | 2.6247 | Hard (default) |  | TRUE | 25 | 43.0804 | 362.5542 | 1 | 1669.3253 | 1669.3253 | 1669.3253 | 1 | 1
+qc3DrX/M/cKKWOq | optional | Connector |  |  | 24.7602 | Hard (default) |  | TRUE | 25 | 29.5752 | 3042.8341 | 1 | 15747.484 | 15747.484 | 15747.484 | 1 | 1
HKoUZPos7Fb0mEkU | optional | Connector |  |  | 4.9894 | Hard (default) |  | TRUE | 25 | 36.7133 | 653.3384 | 1 | 3173.2355 | 3173.2355 | 3173.2355 | 1 | 1
K04nzgRxFD49HjWu | optional | Connector |  |  | 3.8369 | Hard (default) |  | TRUE | 25 | 30.8206 | 476.9113 | 1 | 2440.2409 | 2440.2409 | 2440.2409 | 1 | 1
zqKcVvDhWrvNKWa2 | optional | Connector |  |  | 5.5289 | Hard (default) |  | TRUE | 20 | 24.2292 | 647.3213 | 1 | 3400.2477 | 3400.2477 | 3400.2477 | 1 | 1
Wjv06cxwzTehXplT | optional | Living street |  | Flethepad | 16.8263 | Hard (default) |  | TRUE | 50 | 159.7293 | 3159.7824 | 0.67 | 12838.4753 | 12838.4753 | 12838.4753 | 7.6 | 0.67
kDsBl65AmvuktW7t | optional | Secondary |  | Weserstrandstraße | 11.2815 | Hard (default) |  | TRUE | 100 | 1054.9368 | 2944.2281 | 0.63 | 12116.2934 | 12116.2934 | 12116.2934 | 38 | 0.63
JMsPsumKtbqkfEOK | optional | Footway |  |  | 15.8106 | Hard (default) |  | TRUE | 32 | 54.95 | 2306.7288 | 0.81 | 10577.3115 | 10577.3115 | 10577.3115 | 2 | 0.81
UVQsnjB7cyPHcV6f | optional | Connector |  |  | 5.7558 | Hard (default) |  | TRUE | 25 | 33.0094 | 729.6446 | 1 | 3660.6824 | 3660.6824 | 3660.6824 | 1 | 1
npe7nPl1MmJ69uc+ | optional | Connector |  |  | 12.6563 | Hard (default) |  | TRUE | 32 | 68.3439 | 1951.1224 | 1 | 8467.0607 | 8467.0607 | 8467.0607 | 1 | 1
w7neO8ZYvJlfjIGq | optional | Service |  |  | 106.569 | Hard (default) |  | TRUE | 40 | 136.9016 | 19365.6613 | 1 | 75557.3997 | 75557.3997 | 75557.3997 | 1 | 1
uUrdFICV7XT/9pjI | optional | Secondary |  | Landrat-Christians-Straße | 12.0511 | Hard (default) |  | TRUE | 250 | 12579.0498 | 4343.3379 | 0.62 | 27416.2616 | 27416.2616 | 27416.2616 | 77 | 0.62494
cQejXGozOcEAeikE | optional | Connector |  |  | 8.2359 | Hard (default) |  | TRUE | 25 | 29.6991 | 1013.277 | 1 | 5238.0254 | 5238.0254 | 5238.0254 | 1 | 1
p8mtzGZmaZKYyR08 | optional | Residential |  | Küferstraße | 7.7954 | Hard (default) |  | TRUE | 80 | 677.3427 | 1898.7177 | 0.63 | 7343.2238 | 7343.2238 | 7343.2238 | 38 | 0.63
lKcaD+HXsB55HPzm | optional | Residential |  | Fresenbergstraße | 6.5738 | Hard (default) |  | TRUE | 200 | 4229.5504 | 2085.0361 | 0.62 | 12102.2914 | 12102.2914 | 12102.2914 | 77 | 0.62494
yu0w5NTPeqJ5WsMu | optional | Connector |  |  | 18.3632 | Hard (default) |  | TRUE | 25 | 43.8338 | 2552.1291 | 1 | 11679.0066 | 11679.0066 | 11679.0066 | 1 | 1
3YGITYKxf4nzhRwC | optional | Connector |  |  | 6.9469 | Hard (default) |  | TRUE | 25 | 30.3883 | 860.0966 | 1 | 4418.2472 | 4418.2472 | 4418.2472 | 1 | 1
AAQ1gCLlt0HSDj9W | optional | Residential |  | Allmersstraße | 12.7158 | Hard (default) |  | TRUE | 65 | 394.3179 | 2817.7956 | 0.64 | 10795.6964 | 10795.6964 | 10795.6964 | 19 | 0.64
LPZJDeqoaAAUsLkK | optional | Connector |  |  | 5.4108 | Hard (default) |  | TRUE | 25 | 32.0107 | 679.8184 | 1 | 3441.2906 | 3441.2906 | 3441.2906 | 1 | 1
SfRrsA1JrZ97/Xea | optional | Residential |  | Lüder-Clüver-Straße | 11.6584 | Hard (default) |  | TRUE | 50 | 204.1521 | 2290.1476 | 0.70228 | 8895.392 | 8895.392 | 8895.392 | 4.6183 | 0.70228
Pyfj6W0olUsxeUnS | optional | Residential |  | Fresenbergstraße | 1.7463 | Hard (default) |  | TRUE | 150 | 3289.2014 | 535.4494 | 0.62 | 2511.1896 | 2511.1896 | 2511.1896 | 77 | 0.62494
yLVW8B2YV1bshhcn | optional | Unclassified |  | Nicolaus-H.-Schilling-Straße | 7.9198 | Hard (default) |  | TRUE | 50 | 161.1078 | 1489.3694 | 0.81 | 6042.8033 | 6042.8033 | 6042.8033 | 2 | 0.81
glxObrkTblLsEbLs | optional | Service |  |  | 10.3385 | Hard (default) |  | TRUE | 50 | 246.1149 | 2115.3167 | 0.81 | 7888.2457 | 7888.2457 | 7888.2457 | 2 | 0.81
UdS6qWLs6dAlxqMd | optional | Residential |  | Allmersstraße | 27.6428 | Hard (default) |  | TRUE | 65 | 263.4174 | 5743.3777 | 0.65 | 23468.772 | 23468.772 | 23468.772 | 12.6667 | 0.65
E029ct/TLWLBeP/u | optional | Connector |  |  | 7.0557 | Hard (default) |  | TRUE | 25 | 38.771 | 940.2989 | 1 | 4487.426 | 4487.426 | 4487.426 | 1 | 1
+1e8yNEvRjvU5CFb | optional | Secondary |  | Landrat-Christians-Straße | 4.599 | Hard (default) |  | TRUE | 250 | 12847.8063 | 1662.0649 | 0.62 | 10462.6497 | 10462.6497 | 10462.6497 | 77 | 0.62494
KNNbutr0SBT/qVjS | optional | Connector |  |  | 8.0654 | Hard (default) |  | TRUE | 25 | 29.7425 | 992.6983 | 1 | 5129.602 | 5129.602 | 5129.602 | 1 | 1
ViGjKHK5Whsz5mau | optional | Connector |  |  | 5.5755 | Hard (default) |  | TRUE | 25 | 30.5501 | 691.319 | 1 | 3546.0207 | 3546.0207 | 3546.0207 | 1 | 1
yqq0bhyzpc2wtIsc | optional | Service |  |  | 43.7301 | Hard (default) |  | TRUE | 25 | 34.9998 | 5641.743 | 1 | 27812.3245 | 27812.3245 | 27812.3245 | 1 | 1
DUBXVbBEKQyBJR8n | optional | Residential |  | Küferstraße | 6.8696 | Hard (default) |  | TRUE | 40 | 140.4742 | 1256.7136 | 0.67 | 4870.5407 | 4870.5407 | 4870.5407 | 7.6 | 0.67
f1RJ2Tm4pwFtYv1U | optional | Connector |  |  | 12.331 | Hard (default) |  | TRUE | 32 | 72.9808 | 1936.2491 | 1 | 8249.4076 | 8249.4076 | 8249.4076 | 1 | 1
WgSvBEfD8K+/Kee4 | optional | Residential |  | Fresenbergstraße | 13.0656 | Hard (default) |  | TRUE | 200 | 4516.5901 | 4169.6233 | 0.62 | 24053.753 | 24053.753 | 24053.753 | 77 | 0.62494
XCshyNzDoqux29IV | optional | Secondary |  | Landrat-Christians-Straße | 77.6585 | Hard (default) |  | TRUE | 65 | 377.1648 | 17068.274 | 0.68 | 65932.0325 | 65932.0325 | 65932.0325 | 6.3333 | 0.68
9JrvbW80R4Vywjmv | optional | Residential |  | Mühlenstraße | 10.3244 | Hard (default) |  | TRUE | 250 | 9115.4875 | 3589.3474 | 0.62 | 23488.0714 | 23488.0714 | 23488.0714 | 77 | 0.62494
8sgXEXQ6BSzGjbsh | optional | Service |  |  | 43.8302 | Hard (default) |  | TRUE | 32 | 79.6402 | 7062.4866 | 0.75 | 29322.4346 | 29322.4346 | 29322.4346 | 2.9231 | 0.75
bFAxXkdViSzQhoFR | optional | Connector |  |  | 10.1861 | Hard (default) |  | TRUE | 32 | 60.301 | 1519.7598 | 1 | 6814.5079 | 6814.5079 | 6814.5079 | 1 | 1
y4xfducEmm+NUt6K | optional | Connector |  |  | 6.3387 | Hard (default) |  | TRUE | 25 | 31.8535 | 795.2701 | 1 | 4031.4091 | 4031.4091 | 4031.4091 | 1 | 1
mdIVOGTIpF6NiR7w | optional | Connector |  |  | 10.3308 | Hard (default) |  | TRUE | 25 | 24.9504 | 1215.6658 | 1 | 6570.3945 | 6570.3945 | 6570.3945 | 1 | 1
pfQZjWrzLG1PPZcH | optional | Residential |  | Dilichplatz | 6.5204 | Hard (default) |  | TRUE | 50 | 191.0269 | 1264.1792 | 0.65 | 4975.0427 | 4975.0427 | 4975.0427 | 12.6667 | 0.65
qnxlCpVYGY1mkR3t | optional | Connector |  |  | 8.786 | Hard (default) |  | TRUE | 25 | 39.2656 | 1175.7984 | 1 | 5587.9068 | 5587.9068 | 5587.9068 | 1 | 1
59m1FNTT4DbeaV1t | optional | Residential |  | Küferstraße | 4.5101 | Hard (default) |  | TRUE | 65 | 332.3604 | 969.9193 | 0.65 | 3829.0995 | 3829.0995 | 3829.0995 | 12.6667 | 0.65
tM4Zrx7D/uZW55Uh | optional | Footway |  |  | 9.034 | Hard (default) |  | TRUE | 32 | 74.2401 | 1425.5634 | 1 | 6043.7176 | 6043.7176 | 6043.7176 | 1 | 1
7bt656fHS7YORF7S | optional | Service |  |  | 19.3257 | Hard (default) |  | TRUE | 40 | 83.9033 | 3162.3473 | 1 | 13701.9029 | 13701.9029 | 13701.9029 | 1 | 1
PU5EONy5XS9bv3lu | optional | Connector |  |  | 6.3368 | Hard (default) |  | TRUE | 25 | 32.8138 | 801.8942 | 1 | 4030.1825 | 4030.1825 | 4030.1825 | 1 | 1
PuOKor3DkhzHI5OL | optional | Service |  |  | 10.7403 | Hard (default) |  | TRUE | 32 | 44.4229 | 1497.2117 | 1 | 7185.2533 | 7185.2533 | 7185.2533 | 1 | 1
Zv514CCex96bDLYS | optional | Secondary |  | Landrat-Christians-Straße | 8.3742 | Hard (default) |  | TRUE | 65 | 307.116 | 1778.5797 | 0.67 | 7109.7323 | 7109.7323 | 7109.7323 | 7.6 | 0.67
tFCvfjaFV1WmEqxm | optional | Connector |  |  | 11.4757 | Hard (default) |  | TRUE | 25 | 34.1454 | 1469.4541 | 1 | 7298.5636 | 7298.5636 | 7298.5636 | 1 | 1
YhUizgWK7Bs5UwkJ | optional | Connector |  |  | 5.8151 | Hard (default) |  | TRUE | 25 | 30.7922 | 722.6169 | 1 | 3698.4125 | 3698.4125 | 3698.4125 | 1 | 1
6MyyCDdo/47qp3d+ | optional | Connector |  |  | 5.0958 | Hard (default) |  | TRUE | 25 | 29.1955 | 624.046 | 1 | 3240.9034 | 3240.9034 | 3240.9034 | 1 | 1
ugOW92ql3h4qRpZq | optional | Connector |  |  | 8.7316 | Hard (default) |  | TRUE | 25 | 36.4478 | 1140.758 | 1 | 5553.3167 | 5553.3167 | 5553.3167 | 1 | 1
9xhJ2moCbtlcAKmI | optional | Service |  |  | 16.0134 | Hard (default) |  | TRUE | 50 | 164.1121 | 3020.7824 | 0.75 | 12218.1883 | 12218.1883 | 12218.1883 | 2.9231 | 0.75
QhmEz+Ohj4ktezV6 | optional | Connector |  |  | 8.0383 | Hard (default) |  | TRUE | 40 | 138.1335 | 1464.0993 | 1 | 5699.171 | 5699.171 | 5699.171 | 1 | 1
+E7pnDLvuZKS8+Ln | optional | Service |  |  | 15.5186 | Hard (default) |  | TRUE | 40 | 110.6121 | 2680.8134 | 0.81 | 11002.6789 | 11002.6789 | 11002.6789 | 2 | 0.81
Tqb7nh9pq6P/JwQS | optional | Connector |  |  | 11.2903 | Hard (default) |  | TRUE | 40 | 113.0854 | 1959.918 | 1 | 8004.8475 | 8004.8475 | 8004.8475 | 1 | 1
TkEXudPPq82aSiE/ | optional | Residential |  | Fresenbergstraße | 9.0937 | Hard (default) |  | TRUE | 200 | 4127.1884 | 2877.9734 | 0.62 | 16741.5717 | 16741.5717 | 16741.5717 | 77 | 0.62494
1r9ItMZS0I6mbnIq | optional | Connector |  |  | 7.4706 | Hard (default) |  | TRUE | 25 | 31.7125 | 936.096 | 1 | 4751.3111 | 4751.3111 | 4751.3111 | 1 | 1
SbpIgRMl7lhdORdC | optional | Connector |  |  | 5.348 | Hard (default) |  | TRUE | 25 | 32.2399 | 673.3124 | 1 | 3401.3568 | 3401.3568 | 3401.3568 | 1 | 1
awOfXiIYAAxw1tAE | optional | Tertiary |  | Fresenbergstraße | 30.338 | Hard (default) | [9 empty] | -0.6129 | 0
41XiLk0pUDOextQv | optional | Connector |  |  | 5.4703 | Hard (default) |  | TRUE | 25 | 31.1282 | 681.8379 | 1 | 3479.0873 | 3479.0873 | 3479.0873 | 1 | 1
bSfwJj/y4IkhVlJs | optional | Pedestrian |  |  | 39.7389 | Hard (default) |  | TRUE | 32 | 51.4932 | 5713.0345 | 1 | 26585.3261 | 26585.3261 | 26585.3261 | 1 | 1
dLMG4X4+EewI274N | optional | Connector |  |  | 1.2617 | Hard (default) |  | TRUE | 25 | 37.6657 | 166.5753 | 1 | 802.4628 | 802.4628 | 802.4628 | 1 | 1
LsvGWywOTfUzItNM | optional | Connector |  |  | 3.4339 | Hard (default) |  | TRUE | 25 | 29.387 | 421.2709 | 1 | 2183.9653 | 2183.9653 | 2183.9653 | 1 | 1
vTDxvBmgewyJYnzn | optional | Service |  |  | 11.9804 | Hard (default) |  | TRUE | 40 | 88.6128 | 1979.656 | 1 | 8494.0866 | 8494.0866 | 8494.0866 | 1 | 1
vJnya8Qj59+ZtnFP | optional | Connector |  |  | 7.2538 | Hard (default) |  | TRUE | 25 | 27.3597 | 873.3074 | 1 | 4613.4471 | 4613.4471 | 4613.4471 | 1 | 1
MCoO8mVqsbYS38fU | optional | Tertiary |  | Mühlenstraße | 11.3962 | Hard (default) |  | TRUE | 150 | 2968.2142 | 3449.4692 | 0.62 | 16387.691 | 16387.691 | 16387.691 | 77 | 0.62494
ac1kb8STYkvUF6n/ | optional | Residential |  | Wigmodistraße | 47.3584 | Hard (default) |  | TRUE | 25 | 30.2749 | 5857.3671 | 1 | 30119.9583 | 30119.9583 | 30119.9583 | 1 | 1
hJ/aEWQgFUzxHMxL | optional | Connector |  |  | 4.8535 | Hard (default) |  | TRUE | 25 | 32.9361 | 614.8592 | 1 | 3086.8107 | 3086.8107 | 3086.8107 | 1 | 1
Y8EOCmWpGjpd+i5q | optional | Residential |  | Johann-Hoppe-Straße | 3.8082 | Hard (default) |  | TRUE | 125 | 1782.236 | 1073.5263 | 0.63 | 4764.0469 | 4764.0469 | 4764.0469 | 38 | 0.63
ThFT3mnQB8Z3BvLM | optional | Connector |  |  | 4.3195 | Hard (default) |  | TRUE | 25 | 33.716 | 551.0095 | 1 | 2747.1801 | 2747.1801 | 2747.1801 | 1 | 1
XaUkoCMabG7pBVf7 | optional | Connector |  |  | 19.1503 | Hard (default) |  | TRUE | 25 | 33.8619 | 2446.0419 | 1 | 12179.5622 | 12179.5622 | 12179.5622 | 1 | 1
lFS/xQm7aosCoRZC | optional | Secondary |  | Landrat-Christians-Straße | 12.7895 | Hard (default) |  | TRUE | 250 | 12658.5743 | 4613.2172 | 0.62 | 29096.1684 | 29096.1684 | 29096.1684 | 77 | 0.62494
MKY2dHQTm8BZv0ZC | optional | Connector |  |  | 8.1776 | Hard (default) |  | TRUE | 25 | 29.8888 | 1007.8596 | 1 | 5200.9682 | 5200.9682 | 5200.9682 | 1 | 1
WyCGTgnb+ddn0zaM | optional | Connector |  |  | 5.5497 | Hard (default) |  | TRUE | 25 | 31.2192 | 692.3142 | 1 | 3529.637 | 3529.637 | 3529.637 | 1 | 1
zgkmkY3Ll/Ki0cNh | optional | Connector |  |  | 5.0256 | Hard (default) |  | TRUE | 20 | 24.1257 | 588.4045 | 1 | 3090.7698 | 3090.7698 | 3090.7698 | 1 | 1
33UNddhymDt249Sy | optional | Residential |  | George-Albrecht-Straße | 4.5874 | Hard (default) |  | TRUE | 40 | 124.7461 | 814.598 | 0.72 | 3252.4909 | 3252.4909 | 3252.4909 | 3.8 | 0.72
001ptDwdGHS0I7wA | optional | Secondary |  | Weserstrandstraße | 38.5897 | Hard (default) |  | TRUE | 40 | 123.8163 | 6840.1868 | 1 | 27360.0831 | 27360.0831 | 27360.0831 | 1 | 1
fY1iF6xGn9OnGhYu | optional | Connector |  |  | 8.8545 | Hard (default) |  | TRUE | 32 | 70.9978 | 1379.5371 | 1 | 5923.6933 | 5923.6933 | 5923.6933 | 1 | 1
eND8g8WqCW0z42hT | optional | Service |  |  | 13.6939 | Hard (default) |  | TRUE | 40 | 114.2161 | 2382.45 | 0.81 | 9709.0056 | 9709.0056 | 9709.0056 | 2 | 0.81
DGQU4rtECs0kFv0n | optional | Residential |  | Lüder-Clüver-Straße | 9.1423 | Hard (default) |  | TRUE | 100 | 1081.1764 | 2394.2838 | 0.64 | 9818.813 | 9818.813 | 9818.813 | 19 | 0.64
X4oq3VjR9IYeHC5V | optional | Residential |  | Kapitän-Dallmann-Straße | 7.5482 | Hard (default) |  | TRUE | 65 | 286.3821 | 1586.6097 | 0.67 | 6408.4328 | 6408.4328 | 6408.4328 | 7.6 | 0.67
9NlbsHmPLc4F+S/T | optional | Connector |  |  | 5.5296 | Hard (default) |  | TRUE | 25 | 30.8632 | 687.5779 | 1 | 3516.8114 | 3516.8114 | 3516.8114 | 1 | 1
8Ysug98WteFOEPYB | optional | Connector |  |  | 2.3627 | Hard (default) |  | TRUE | 40 | 125.2105 | 419.9147 | 1 | 1675.1217 | 1675.1217 | 1675.1217 | 1 | 1
Ju/4a+lssiCZU3AL | optional | Unclassified |  | Nicolaus-H.-Schilling-Straße | 25.3838 | Hard (default) |  | TRUE | 65 | 494.4498 | 5893.5005 | 0.7 | 21550.8496 | 21550.8496 | 21550.8496 | 4.75 | 0.7
TkwykfgwGFX0NILO | optional | Connector |  |  | 7.9926 | Hard (default) |  | TRUE | 25 | 29.7418 | 983.7248 | 1 | 5083.2678 | 5083.2678 | 5083.2678 | 1 | 1
YS9VTIprbPoD1JhC | optional | Residential |  | Besanstraße | 60.6819 | Hard (default) | [9 empty] | -0.6129 | 0
oyT9MEh+2NGJZNRi | optional | Residential |  | Fresenbergstraße | 24.6367 | Hard (default) |  | TRUE | 200 | 4622.1625 | 7880.0173 | 0.62 | 45356.1334 | 45356.1334 | 45356.1334 | 77 | 0.62494
8yhuvOWwsxH+oaVb | optional | Residential |  | Richard-Jung-Straße | 7.0564 | Hard (default) |  | TRUE | 100 | 1451.4525 | 1938.8198 | 0.63 | 7578.5754 | 7578.5754 | 7578.5754 | 38 | 0.63
Y0L7uvMbfkaAgZlZ | optional | Service |  | Hootjeweg | 3.4672 | Hard (default) |  | TRUE | 125 | 1735.0914 | 974.119 | 0.62 | 4337.4542 | 4337.4542 | 4337.4542 | 77 | 0.62494
D1p5a4HkzShUCpIL | optional | Connector |  |  | 7.6666 | Hard (default) |  | TRUE | 25 | 28.7434 | 934.9658 | 1 | 4875.9383 | 4875.9383 | 4875.9383 | 1 | 1
rQzIGPziXWWk64Gw | optional | Residential |  | Fresenbergstraße | 9.2181 | Hard (default) |  | TRUE | 200 | 4146.4466 | 2918.5493 | 0.62 | 16970.5755 | 16970.5755 | 16970.5755 | 77 | 0.62494
i0z+5bD+1Z/DXUf9 | optional | Residential |  | Eichsfelder Straße | 45.1449 | Hard (default) |  | TRUE | 25 | 37.5435 | 5953.8435 | 1 | 28712.1475 | 28712.1475 | 28712.1475 | 1 | 1
Mt2GbA3NSe46Tcn3 | optional | Secondary |  | Lüssumer Straße | 29.4018 | Hard (default) |  | TRUE | 65 | 490.8219 | 6815.1127 | 0.65 | 24962.1248 | 24962.1248 | 24962.1248 | 12.6667 | 0.65
Wh8ixX5IvIr69GOe | optional | Connector |  |  | 14.5661 | Hard (default) |  | TRUE | 25 | 29.7057 | 1792.1992 | 1 | 9264.018 | 9264.018 | 9264.018 | 1 | 1
CxuZqGU34/QFh16W | optional | Connector |  |  | 1.5167 | Hard (default) |  | TRUE | 32 | 54.8285 | 221.1656 | 1 | 1014.6579 | 1014.6579 | 1014.6579 | 1 | 1
qRvOBGTVnS0hC+E7 | optional | Secondary |  | Weserstrandstraße | 186.136 | Hard (default) | [9 empty] | -0.6129 | 0
vjzDFbLydF+H8pK4 | optional | Path |  |  | 17.7153 | Hard (default) | [9 empty] | -0.6129 | 0
XfSdxgztVjvBu+TF | optional | Residential |  | Richard-Jung-Straße | 20.1861 | Hard (default) |  | TRUE | 32 | 65.1442 | 3072.0787 | 0.81 | 13504.5063 | 13504.5063 | 13504.5063 | 2 | 0.81
fY5THqQPJb72vN4F | optional | Connector |  |  | 9.4908 | Hard (default) |  | TRUE | 25 | 29.6159 | 1166.7837 | 1 | 6036.1647 | 6036.1647 | 6036.1647 | 1 | 1
9WX+vyBIoj0+3BlK | optional | Connector |  |  | 27.1863 | Hard (default) |  | TRUE | 25 | 29.6156 | 3342.2202 | 1 | 17290.4798 | 17290.4798 | 17290.4798 | 1 | 1
5gSk/8nD2//8dWVY | optional | Service |  |  | 28.7812 | Hard (default) |  | TRUE | 65 | 275.1884 | 6015.6904 | 0.75 | 24435.2719 | 24435.2719 | 24435.2719 | 2.9231 | 0.75
Ok91tGyqj9vBznIx | optional | Residential |  | Küferstraße | 19.1684 | Hard (default) |  | TRUE | 50 | 250.5058 | 3938.3672 | 0.65 | 14625.4938 | 14625.4938 | 14625.4938 | 12.6667 | 0.65
7Bho0QQ3IAbQFZG+ | optional | Tertiary |  | Fresenbergstraße | 0.60412 | Hard (default) |  | TRUE | 80 | 562.9417 | 143.047 | 0.65 | 569.08 | 569.08 | 569.08 | 12.6667 | 0.65
g0YdPsGREvAcrGvG | optional | Residential |  | Heimstättenweg | 35.2422 | Hard (default) |  | TRUE | 50 | 238.1316 | 7156.0027 | 0.68 | 26889.7757 | 26889.7757 | 26889.7757 | 6.3333 | 0.68
DOKukD71zfsz+DME | optional | Unclassified |  | Marschgehren | 50.8419 | Hard (default) | [9 empty] | -0.6129 | 0
HVddJJxA2gT9kngk | optional | Construction |  |  | 85.7742 | Hard (default) |  | TRUE | 100 | 1443.9319 | 23544.9473 | 1 | 92121.5445 | 92121.5445 | 92121.5445 | 1 | 1
nhBimH7dOzvOx8D3 | optional | Residential |  | Johann-Hoppe-Straße | 2.9586 | Hard (default) |  | TRUE | 125 | 1644.3509 | 825.8399 | 0.63 | 3701.1936 | 3701.1936 | 3701.1936 | 38 | 0.63
lz9+8mnlFXqBV8I/ | optional | Connector |  |  | 8.4027 | Hard (default) |  | TRUE | 65 | 278.2881 | 1759.0343 | 1 | 7133.8864 | 7133.8864 | 7133.8864 | 1 | 1
cDcHyhx/k8wXfq1x | optional | Connector |  |  | 2.3902 | Hard (default) |  | TRUE | 32 | 62.5992 | 360.0057 | 1 | 1599.0441 | 1599.0441 | 1599.0441 | 1 | 1
qX1wjMwNtu+0StwW | optional | Residential |  | Allmersstraße | 2.6567 | Hard (default) |  | TRUE | 40 | 101.3338 | 450.5229 | 0.7 | 1883.5718 | 1883.5718 | 1883.5718 | 4.75 | 0.7
ZcFugPPUy1pUlChb | optional | Residential |  | Mühlenstraße | 9.3459 | Hard (default) |  | TRUE | 250 | 9828.6005 | 3273.6853 | 0.62 | 21261.8361 | 21261.8361 | 21261.8361 | 77 | 0.62494
bk9Hf5CT9iXcO9fH | optional | Connector |  |  | 7.7794 | Hard (default) |  | TRUE | 32 | 82.258 | 1266.0783 | 1 | 5204.4023 | 5204.4023 | 5204.4023 | 1 | 1
yTKpHqQMTo11lUXH | optional | Connector |  |  | 15.6444 | Hard (default) |  | TRUE | 25 | 32.5458 | 1975.0053 | 1 | 9949.8085 | 9949.8085 | 9949.8085 | 1 | 1
0hgC8sZsLqRROxzq | optional | Connector |  |  | 5.7439 | Hard (default) |  | TRUE | 25 | 30.7812 | 713.7015 | 1 | 3653.1477 | 3653.1477 | 3653.1477 | 1 | 1
H0+3sy1EGZplvgVL | optional | Service |  | Hootjeweg | 0.47207 | Hard (default) |  | TRUE | 125 | 1699.4224 | 132.2919 | 0.62 | 590.5594 | 590.5594 | 590.5594 | 77 | 0.62494
W7okfYWH8eHI8Jbp | optional | Unclassified |  | Nicolaus-H.-Schilling-Straße | 49.7576 | Hard (default) |  | TRUE | 50 | 241.1368 | 10132.5157 | 0.75 | 37965.0869 | 37965.0869 | 37965.0869 | 2.9231 | 0.75
g2kWoJKmWg4XdoC5 | optional | Service |  |  | 96.165 | Hard (default) |  | TRUE | 32 | 74.2401 | 15174.8926 | 1 | 64334.3984 | 64334.3984 | 64334.3984 | 1 | 1
7HKqHlaHKLACEtcP | optional | Residential |  | Dilichplatz | 12.0409 | Hard (default) |  | TRUE | 50 | 239.1019 | 2447.1968 | 0.65 | 9187.1701 | 9187.1701 | 9187.1701 | 12.6667 | 0.65
E182VnTL3iIXZPtY | optional | Secondary |  | Weserstrandstraße | 46.6336 | Hard (default) |  | TRUE | 100 | 1449.7738 | 12810.3323 | 0.63 | 50084.4339 | 50084.4339 | 50084.4339 | 38 | 0.63
l9+1qugczf60BzIC | optional | Service |  |  | 19.6331 | Hard (default) |  | TRUE | 125 | 1982.414 | 5613.4082 | 0.72 | 24561.0469 | 24561.0469 | 24561.0469 | 3.8 | 0.72
3zqlPV0lAEILLhZB | optional | Unclassified |  | Marschgehren | 141.3312 | Hard (default) | [9 empty] | -0.6129 | 0
mHvwHxuOEeNaBJK2 | optional | Residential |  | Allmersstraße | 12.6477 | Hard (default) |  | TRUE | 50 | 190.9747 | 2452.0226 | 0.66 | 9650.1798 | 9650.1798 | 9650.1798 | 9.5 | 0.66
Sf/4HiFioTH0hV4X | optional | Connector |  |  | 6.3823 | Hard (default) |  | TRUE | 25 | 28.521 | 776.7433 | 1 | 4059.1458 | 4059.1458 | 4059.1458 | 1 | 1
l84CkSRJUaMW0avZ | optional | Connector |  |  | 4.3675 | Hard (default) |  | TRUE | 25 | 24.7831 | 513.1129 | 1 | 2777.7114 | 2777.7114 | 2777.7114 | 1 | 1
BO2hiSDei044Ii7X | optional | Residential |  | Lüder-Clüver-Straße | 10.1367 | Hard (default) |  | TRUE | 50 | 216.8518 | 2016.2745 | 0.66 | 7734.2655 | 7734.2655 | 7734.2655 | 9.5 | 0.66
cPc9O/1rEykCTIoU | optional | Connector |  |  | 4.3433 | Hard (default) |  | TRUE | 25 | 28.798 | 529.954 | 1 | 2762.3674 | 2762.3674 | 2762.3674 | 1 | 1
P+ZXZVKmXwxihsFJ | optional | Path |  |  | 25.3778 | Hard (default) |  | TRUE | 25 | 43.0804 | 3505.4391 | 1 | 16140.2554 | 16140.2554 | 16140.2554 | 1 | 1
isTjt8mKrM5NYsdz | optional | Residential |  | Leverkenbarg | 22.5243 | Hard (default) |  | TRUE | 125 | 1540.7439 | 6240.4595 | 0.62 | 28177.8868 | 28177.8868 | 28177.8868 | 77 | 0.62494
qiWU3OYLIVz++SSF | optional | Connector |  |  | 7.5729 | Hard (default) |  | TRUE | 25 | 29.0505 | 926.1708 | 1 | 4816.3848 | 4816.3848 | 4816.3848 | 1 | 1
ssIO7q06yZlL1sfL | optional | Connector |  |  | 6.5292 | Hard (default) |  | TRUE | 25 | 29.4749 | 801.6544 | 1 | 4152.6013 | 4152.6013 | 4152.6013 | 1 | 1
XYr5GFFySwzUYe0U | optional | Residential |  | Lüder-Clüver-Straße | 2.6056 | Hard (default) |  | TRUE | 40 | 118.6442 | 457.249 | 0.7 | 1847.3454 | 1847.3454 | 1847.3454 | 4.75 | 0.7
lZt8bPnaTkdqnb1/ | optional | Connector |  |  | 6.8485 | Hard (default) |  | TRUE | 25 | 29.3922 | 840.2154 | 1 | 4355.6616 | 4355.6616 | 4355.6616 | 1 | 1
vvuTlOd661oZMEQS | optional | Connector |  |  | 6.9779 | Hard (default) |  | TRUE | 25 | 28.2334 | 846.9655 | 1 | 4437.9478 | 4437.9478 | 4437.9478 | 1 | 1
7jwJ5Mv/Zy1WnxGV | optional | Connector |  |  | 7.9036 | Hard (default) |  | TRUE | 20 | 24.1604 | 925.3545 | 1 | 4860.6999 | 4860.6999 | 4860.6999 | 1 | 1
wYnvPQZxs56gjkGg | optional | Residential |  | Lüder-Clüver-Straße | 4.1358 | Hard (default) |  | TRUE | 65 | 276.193 | 864.8889 | 0.62 | 3511.3293 | 3511.3293 | 3511.3293 | 77 | 0.62494
1DdqSvGG7pDcLZQT | optional | Connector |  |  | 5.9116 | Hard (default) |  | TRUE | 25 | 28.6147 | 720.0821 | 1 | 3759.7763 | 3759.7763 | 3759.7763 | 1 | 1
bCMxd5EkvSz7hzay | optional | Tertiary |  | Fresenbergstraße | 13.6327 | Hard (default) |  | TRUE | 40 | 126.0423 | 2426.8171 | 0.68 | 9665.6127 | 9665.6127 | 9665.6127 | 6.3333 | 0.68
bl8IzWumLtDqBP7D | optional | Connector |  |  | 3.3615 | Hard (default) |  | TRUE | 25 | 28.8838 | 410.4753 | 1 | 2137.8911 | 2137.8911 | 2137.8911 | 1 | 1
LUvE0GYyWnZKoyBX | optional | Residential |  | Fresenbergstraße | 7.1409 | Hard (default) |  | TRUE | 150 | 3749.5787 | 2229.7987 | 0.62 | 10268.6349 | 10268.6349 | 10268.6349 | 77 | 0.62494
U0FIBVjvyBtTfeDk | optional | Service |  | Kutterweg | 4.2844 | Hard (default) |  | TRUE | 25 | 29.6159 | 526.7167 | 1 | 2724.8829 | 2724.8829 | 2724.8829 | 1 | 1
C5KJDsPmT18SAzv+ | optional | Residential |  | Emmalene-Bulling-Straße | 1.4823 | Hard (default) |  | TRUE | 25 | 42.6994 | 204.1119 | 1 | 942.7358 | 942.7358 | 942.7358 | 1 | 1
o1lXouWiY0r7OLto | optional | Tertiary |  | Fresenbergstraße | 6.2305 | Hard (default) |  | TRUE | 50 | 220.9502 | 1244.273 | 0.67 | 4753.8601 | 4753.8601 | 4753.8601 | 7.6 | 0.67
t3+NJzS9dOeWQUXc | optional | Secondary |  | Weserstrandstraße | 20.3145 | Hard (default) |  | TRUE | 100 | 923.536 | 5208.8991 | 0.63 | 21817.8192 | 21817.8192 | 21817.8192 | 38 | 0.63
JiBFOOSShw/pmt32 | optional | Residential |  | Dilichplatz | 6.3876 | Hard (default) |  | TRUE | 25 | 39.9873 | 860.0308 | 0.81 | 4062.5219 | 4062.5219 | 4062.5219 | 2 | 0.81
H8TWvO5OpE9YCudF | optional | Residential |  | Lüder-Clüver-Straße | 5.8008 | Hard (default) |  | TRUE | 20 | 1 | 679.1651 | 1 | 3567.5166 | 3567.5166 | 3567.5166 | 1 | 1
S3CsFPiFpVm4hW05 | optional | Connector |  |  | 6.4365 | Hard (default) |  | TRUE | 25 | 29.1881 | 788.1836 | 1 | 4093.6137 | 4093.6137 | 4093.6137 | 1 | 1
6iGR9Bf5ALEVUDzo | optional | Residential |  | Lüder-Clüver-Straße | 6.5144 | Hard (default) |  | TRUE | 65 | 360.6491 | 1420.4023 | 0.64 | 5530.6896 | 5530.6896 | 5530.6896 | 19 | 0.64
RP8OyJykBURtr6gT | optional | Connector |  |  | 5.0235 | Hard (default) |  | TRUE | 25 | 31.4686 | 628.0824 | 1 | 3194.9549 | 3194.9549 | 3194.9549 | 1 | 1
v7ufNy4NMOs6YpvE | optional | Connector |  |  | 8.0075 | Hard (default) |  | TRUE | 20 | 24.1272 | 937.527 | 1 | 4924.6396 | 4924.6396 | 4924.6396 | 1 | 1
oKwyUyi6f9waSUDu | optional | Service |  |  | 3.2105 | Hard (default) |  | TRUE | 100 | 1443.9319 | 881.287 | 1 | 3448.108 | 3448.108 | 3448.108 | 1 | 1
yjyNd1dL2PnUlsdY | optional | Residential |  | Johann-Hoppe-Straße | 4.3922 | Hard (default) |  | TRUE | 125 | 2238.0124 | 1278.3308 | 0.62 | 5494.6985 | 5494.6985 | 5494.6985 | 77 | 0.62494
Dne0aSbn80P2uHOz | optional | Platform |  | Blumenthal/Markt | 0.0021693 | Hard (default) | [9 empty] | -0.6129 | 0
GFkvPDXOCVQR+gto | optional | Residential |  | Fresenbergstraße | 12.3267 | Hard (default) |  | TRUE | 150 | 3178.1932 | 3762.8381 | 0.62 | 17725.832 | 17725.832 | 17725.832 | 77 | 0.62494
V1ssSpSJlRhfk7HF | optional | Service |  |  | 16.5389 | Hard (default) |  | TRUE | 32 | 68.977 | 2556.1268 | 1 | 11064.4927 | 11064.4927 | 11064.4927 | 1 | 1
OnxJxjYpo4P3vsXs | optional | Connector |  |  | 6.0568 | Hard (default) |  | TRUE | 25 | 43.0747 | 836.5896 | 1 | 3852.1254 | 3852.1254 | 3852.1254 | 1 | 1
r+D/iEdZavbNjUUM | optional | Residential |  | Lüder-Clüver-Straße | 4.1459 | Hard (default) |  | TRUE | 50 | 149.9049 | 770.6137 | 1 | 3163.291 | 3163.291 | 3163.291 | 1 | 1
eC3ZOtUpUJpMI5XW | optional | Residential |  | Kapitän-Dallmann-Straße | 7.0625 | Hard (default) |  | TRUE | 40 | 118.2252 | 1238.3907 | 0.75 | 5007.3392 | 5007.3392 | 5007.3392 | 2.9231 | 0.75
UyUl1mjj7K/+T0S4 | optional | Connector |  |  | 6.3469 | Hard (default) |  | TRUE | 25 | 28.548 | 772.6279 | 1 | 4036.6287 | 4036.6287 | 4036.6287 | 1 | 1
op6UDLXjMMLsqwXM | optional | Connector |  |  | 3.2526 | Hard (default) |  | TRUE | 32 | 49.8963 | 464.3959 | 1 | 2175.958 | 2175.958 | 2175.958 | 1 | 1
h2cViZ3LyNxkc/LM | optional | Residential |  | Heimstättenweg | 4.8229 | Hard (default) |  | TRUE | 25 | 28.0856 | 584.5903 | 1 | 3067.3652 | 3067.3652 | 3067.3652 | 1 | 1
L22IrBAE2L530nZU | optional | Residential |  | Lüder-Clüver-Straße | 7.0449 | Hard (default) |  | TRUE | 100 | 1142.8109 | 1860.088 | 0.63 | 7566.22 | 7566.22 | 7566.22 | 38 | 0.63
6nhinO5DZg3Cpa2/ | optional | Residential |  | Eichsfelder Straße | 8.249 | Hard (default) |  | TRUE | 65 | 273.8805 | 1723.0282 | 0.62 | 7003.4371 | 7003.4371 | 7003.4371 | 77 | 0.62494
veoLneb2tVlbRQvD | optional | Connector |  |  | 7.1541 | Hard (default) |  | TRUE | 40 | 84.9854 | 1173.3049 | 1 | 5072.2816 | 5072.2816 | 5072.2816 | 1 | 1
w5c3iftizVYj3od4 | optional | Connector |  |  | 1.9188 | Hard (default) |  | TRUE | 25 | 32.5227 | 242.1809 | 1 | 1220.326 | 1220.326 | 1220.326 | 1 | 1
w+4SOhh3dmXt76e9 | optional | Residential |  | Flethestraße | 15.3251 | Hard (default) |  | TRUE | 40 | 85.2306 | 2514.661 | 0.72 | 10865.5158 | 10865.5158 | 10865.5158 | 3.8 | 0.72
LcW6MfIpOdatIzBq | optional | Connector |  |  | 7.7642 | Hard (default) |  | TRUE | 25 | 30.034 | 958.1813 | 1 | 4938.0462 | 4938.0462 | 4938.0462 | 1 | 1
FtV+K7GL3CJEmHRv | optional | Service |  |  | 55.3858 | Hard (default) |  | TRUE | 125 | 1487.4095 | 15285.6399 | 0.75 | 69287.6633 | 69287.6633 | 69287.6633 | 2.9231 | 0.75
DHCSHAIHL2pY8T8v | optional | Connector |  |  | 8.2454 | Hard (default) |  | TRUE | 50 | 152.9397 | 1537.4953 | 1 | 6291.2639 | 6291.2639 | 6291.2639 | 1 | 1
aHIoX3a4oIF/3+k2 | optional | Connector |  |  | 4.5884 | Hard (default) |  | TRUE | 25 | 36.2251 | 598.3057 | 1 | 2918.2211 | 2918.2211 | 2918.2211 | 1 | 1
1lAnpp220y4c++qf | optional | Connector |  |  | 9.8823 | Hard (default) |  | TRUE | 25 | 28.6404 | 1204.0275 | 1 | 6285.1116 | 6285.1116 | 6285.1116 | 1 | 1
kTOXDueODJXozJ2p | optional | Residential |  | Johann-Hoppe-Straße | 17.5459 | Hard (default) |  | TRUE | 125 | 1799.5452 | 4952.2584 | 0.63 | 21949.8734 | 21949.8734 | 21949.8734 | 38 | 0.63
mNNFAdnGn3b/n33b | optional | Service |  |  | 21.3068 | Hard (default) |  | TRUE | 32 | 58.1407 | 3150.551 | 0.81 | 14254.2291 | 14254.2291 | 14254.2291 | 2 | 0.81
K5mLjzsITLZe2PhA | optional | Connector |  |  | 4.6002 | Hard (default) |  | TRUE | 32 | 75.623 | 729.8356 | 1 | 3077.5167 | 3077.5167 | 3077.5167 | 1 | 1
sySFz5tH7RwzzM4K | optional | Residential |  | Kapitän-Dallmann-Straße | 12.6193 | Hard (default) |  | TRUE | 80 | 585.1351 | 3004.6898 | 0.64 | 11887.4023 | 11887.4023 | 11887.4023 | 19 | 0.64
dbvOwiHDbIJzb8Eh | optional | Secondary |  | Landrat-Christians-Straße | 10.2706 | Hard (default) |  | TRUE | 50 | 222.445 | 2054.0954 | 0.68 | 7836.4419 | 7836.4419 | 7836.4419 | 6.3333 | 0.68
jQHuXiNKef6n3HOx | optional | Connector |  |  | 4.4481 | Hard (default) |  | TRUE | 32 | 44.8346 | 621.2072 | 1 | 2975.8057 | 2975.8057 | 2975.8057 | 1 | 1
NYdBvC/Rc7fKzQ5a | optional | Connector |  |  | 5.0178 | Hard (default) |  | TRUE | 25 | 42.6994 | 690.9492 | 1 | 3191.3017 | 3191.3017 | 3191.3017 | 1 | 1
BJ7AXTL8Pf8CHqh8 | optional | Connector |  |  | 9.8787 | Hard (default) |  | TRUE | 32 | 45.9674 | 1386.5157 | 1 | 6608.8296 | 6608.8296 | 6608.8296 | 1 | 1
Juex+KvDzIbtQmN1 | optional | Connector |  |  | 9.0249 | Hard (default) |  | TRUE | 25 | 28.9727 | 1102.9494 | 1 | 5739.8148 | 5739.8148 | 5739.8148 | 1 | 1
TvX5PyW1+dPblotS | optional | Residential |  | Kapitän-Dallmann-Straße | 21.3846 | Hard (default) |  | TRUE | 80 | 640.4269 | 5161.8375 | 0.64 | 20144.28 | 20144.28 | 20144.28 | 19 | 0.64
aaCEgRYlkdXw6Y6Y | optional | Residential |  | Küferstraße | 16.5516 | Hard (default) |  | TRUE | 50 | 176.0039 | 3160.6311 | 0.67 | 12628.8403 | 12628.8403 | 12628.8403 | 7.6 | 0.67
G4Rgt2MYuLCrp0TW | optional | Living street |  | Flethepad | 18.3496 | Hard (default) |  | TRUE | 40 | 106.1689 | 3142.0506 | 0.72 | 13009.8877 | 13009.8877 | 13009.8877 | 3.8 | 0.72
vobWYPtEasQdjV0x | optional | Connector |  |  | 5.6588 | Hard (default) |  | TRUE | 25 | 38.213 | 750.5781 | 1 | 3599.0157 | 3599.0157 | 3599.0157 | 1 | 1
rXM5wD4NgoboAcQS | optional | Residential |  | Richard-Jung-Straße | 11.4602 | Hard (default) |  | TRUE | 50 | 178.2366 | 2193.3882 | 0.67 | 8744.1517 | 8744.1517 | 8744.1517 | 7.6 | 0.67
cMVgtqepA4bre61i | optional | Residential |  | Küferstraße | 10.5753 | Hard (default) |  | TRUE | 80 | 788.5959 | 2645.5953 | 0.63 | 9961.9091 | 9961.9091 | 9961.9091 | 38 | 0.63
EideS9BDmsz7gzK3 | optional | Connector |  |  | 3.3386 | Hard (default) |  | TRUE | 25 | 39.6457 | 448.2279 | 1 | 2123.3711 | 2123.3711 | 2123.3711 | 1 | 1
0QIkzrIBFCrtA5y8 | optional | Service |  |  | 22.4567 | Hard (default) |  | TRUE | 25 | 38.5471 | 2987.0799 | 1 | 14282.4364 | 14282.4364 | 14282.4364 | 1 | 1
Rb0APIgTzXxHfaKG | optional | Connector |  |  | 14.2872 | Hard (default) |  | TRUE | 50 | 165.4846 | 2698.9695 | 1 | 10901.1069 | 10901.1069 | 10901.1069 | 1 | 1
NISjWwDfqwzEoy6c | optional | Residential |  | Johann-Hoppe-Straße | 4.6653 | Hard (default) |  | TRUE | 125 | 1834.1213 | 1320.0041 | 0.63 | 5836.3053 | 5836.3053 | 5836.3053 | 38 | 0.63
5FnQu+dWjZaC7Knz | optional | Residential |  | Kapitän-Dallmann-Straße | 9.3247 | Hard (default) |  | TRUE | 40 | 84.3104 | 1527.1399 | 0.68 | 6611.2208 | 6611.2208 | 6611.2208 | 6.3333 | 0.68
TFSxHchFnPtHn69F | optional | Connector |  |  | 14.0701 | Hard (default) |  | TRUE | 50 | 227.4848 | 2827.7973 | 1 | 10735.4726 | 10735.4726 | 10735.4726 | 1 | 1
7T20x6H43iMloUy2 | optional | Connector |  |  | 9.7764 | Hard (default) |  | TRUE | 25 | 29.6968 | 1202.7797 | 1 | 6217.7688 | 6217.7688 | 6217.7688 | 1 | 1
kEIxYbR/8e3Z42Q2 | optional | Connector |  |  | 7.6538 | Hard (default) |  | TRUE | 25 | 31.6113 | 958.171 | 1 | 4867.7928 | 4867.7928 | 4867.7928 | 1 | 1
ExSSYq39flLBVT7Q | optional | Connector |  |  | 4.1453 | Hard (default) |  | TRUE | 40 | 114.7121 | 721.8897 | 1 | 2939 | 2939 | 2939 | 1 | 1
rLuGBQSn42jGt6Z4 | optional | Residential |  | Kapitän-Dallmann-Straße | 8.218 | Hard (default) |  | TRUE | 65 | 470.9982 | 1887.6661 | 0.65 | 6977.1007 | 6977.1007 | 6977.1007 | 12.6667 | 0.65
J0g0I6FBP+S3yb4d | optional | Residential |  | Flethestraße | 4.4876 | Hard (default) |  | TRUE | 65 | 309.0307 | 954.0146 | 0.65 | 3809.9703 | 3809.9703 | 3809.9703 | 12.6667 | 0.65
AW/s7zsiKJMsKUXx | optional | Residential |  | Richard-Jung-Straße | 3.4044 | Hard (default) |  | TRUE | 125 | 1516.4721 | 941.5446 | 0.62 | 4258.8926 | 4258.8926 | 4258.8926 | 77 | 0.62494
BX2ol8+w/+nfjzzR | optional | Residential |  | Lüder-Clüver-Straße | 5.2162 | Hard (default) |  | TRUE | 50 | 174.6849 | 994.725 | 0.67 | 3979.9456 | 3979.9456 | 3979.9456 | 7.6 | 0.67
qfH4RMTZndfOXd2I | optional | Residential |  | Allmersstraße | 12.7306 | Hard (default) |  | TRUE | 65 | 362.7181 | 2778.5903 | 0.64 | 10808.2989 | 10808.2989 | 10808.2989 | 19 | 0.64
omUnGKPv3Ot7J2mA | optional | Connector |  |  | 8.5084 | Hard (default) |  | TRUE | 32 | 50.1553 | 1216.1756 | 1 | 5692.1022 | 5692.1022 | 5692.1022 | 1 | 1
wkhw4eEnjbpxHzMQ | optional | Connector |  |  | 2.9104 | Hard (default) |  | TRUE | 32 | 46.3648 | 409.2019 | 1 | 1947.0605 | 1947.0605 | 1947.0605 | 1 | 1
COGzgOBSyPBZzJ1P | optional | Connector |  |  | 6.3856 | Hard (default) |  | TRUE | 25 | 38.9637 | 852.3819 | 1 | 4061.2282 | 4061.2282 | 4061.2282 | 1 | 1
N9CyAmjKFbtxf/r/ | optional | Connector |  |  | 8.9973 | Hard (default) |  | TRUE | 25 | 27.8327 | 1088.0125 | 1 | 5722.3057 | 5722.3057 | 5722.3057 | 1 | 1
sAtsQGwmDdxIjSqT | optional | Connector |  |  | 7.8795 | Hard (default) |  | TRUE | 40 | 86.1838 | 1295.4945 | 1 | 5586.5854 | 5586.5854 | 5586.5854 | 1 | 1
Ue0Gqj6UMr12gQEb | optional | Residential |  | Richard-Jung-Straße | 6.2519 | Hard (default) |  | TRUE | 100 | 1433.9179 | 1713.9571 | 0.63 | 6714.5116 | 6714.5116 | 6714.5116 | 38 | 0.63
KljjgadLQYtco87C | optional | Connector |  |  | 7.5652 | Hard (default) |  | TRUE | 32 | 44.975 | 1057.1701 | 1 | 5061.0866 | 5061.0866 | 5061.0866 | 1 | 1
rSyWxS554u8GmDfP | optional | Connector |  |  | 5.4502 | Hard (default) |  | TRUE | 32 | 65.2832 | 829.9216 | 1 | 3646.1845 | 3646.1845 | 3646.1845 | 1 | 1
AOUYtN5HXZW35jLN | optional | Secondary |  | Landrat-Christians-Straße | 23.8152 | Hard (default) |  | TRUE | 65 | 479.8578 | 5492.6057 | 0.66 | 20219.1252 | 20219.1252 | 20219.1252 | 9.5 | 0.66
TGX76mXoR9LlRchw | optional | Residential |  | Lüder-Clüver-Straße | 11.3156 | Hard (default) |  | TRUE | 65 | 295.0764 | 2388.8932 | 0.62 | 9606.9393 | 9606.9393 | 9606.9393 | 77 | 0.62494
nQFEq3RX8A5lCe6u | optional | Residential |  | Kapitän-Dallmann-Straße | 12.0988 | Hard (default) |  | TRUE | 65 | 277.799 | 2532.1503 | 0.66 | 10271.8472 | 10271.8472 | 10271.8472 | 9.5 | 0.66
vTYOPP6IWK0sJZX0 | optional | Service |  | Kutterweg | 18.6772 | Hard (default) |  | TRUE | 32 | 66.1433 | 2853.9593 | 0.75 | 12495.0608 | 12495.0608 | 12495.0608 | 2.9231 | 0.75
gL+Yipf4ecOYedI5 | optional | Secondary |  | Landrat-Christians-Straße | 13.0796 | Hard (default) |  | TRUE | 50 | 258.7496 | 2708.3389 | 0.67 | 9979.7111 | 9979.7111 | 9979.7111 | 7.6 | 0.67
RxmtWTt2xX1LOZAu | optional | Connector |  |  | 2.6145 | Hard (default) |  | TRUE | 25 | 29.8504 | 322.1092 | 1 | 1662.801 | 1662.801 | 1662.801 | 1 | 1
fEmgOYtFI6OxCRXu | optional | Connector |  |  | 6.5583 | Hard (default) |  | TRUE | 25 | 31.6591 | 821.388 | 1 | 4171.0964 | 4171.0964 | 4171.0964 | 1 | 1
7GI2qkIdZ885GZ43 | optional | Residential |  | Lüder-Clüver-Straße | 13.6218 | Hard (default) |  | TRUE | 20 | 1 | 1594.8462 | 1 | 8377.4045 | 8377.4045 | 8377.4045 | 1 | 1
gO9UjLNuhHpevKP0 | optional | Connector |  |  | 5.6487 | Hard (default) |  | TRUE | 25 | 29.4198 | 693.1875 | 1 | 3592.5567 | 3592.5567 | 3592.5567 | 1 | 1
2HtIKZSB1i4gKJPM | optional | Residential |  | Flethestraße | 12.5687 | Hard (default) |  | TRUE | 65 | 426.2464 | 2827.6008 | 0.64 | 10670.8526 | 10670.8526 | 10670.8526 | 19 | 0.64
fPR0ThepbVFLERnI | optional | Residential |  | Küferstraße | 17.66 | Hard (default) |  | TRUE | 50 | 215.5547 | 3508.2786 | 0.66 | 13474.5785 | 13474.5785 | 13474.5785 | 9.5 | 0.66
euKBLbqKLHR8pxLV | optional | Residential |  | Küferstraße | 15.4106 | Hard (default) |  | TRUE | 80 | 846.8599 | 3908.4765 | 0.63 | 14516.7522 | 14516.7522 | 14516.7522 | 38 | 0.63
OekwAW6uu/jypPcz | optional | Service |  |  | 9.0567 | Hard (default) |  | TRUE | 32 | 47.7956 | 1281.3587 | 1 | 6058.9015 | 6058.9015 | 6058.9015 | 1 | 1
5CQ7BH4/9XwxedrB | optional | Connector |  |  | 5.5705 | Hard (default) |  | TRUE | 25 | 29.3528 | 683.1791 | 1 | 3542.8692 | 3542.8692 | 3542.8692 | 1 | 1
Jb0/jC3lP9ah22UQ | optional | Residential |  | Heimstättenweg | 14.6493 | Hard (default) |  | TRUE | 50 | 209.3154 | 2892.3892 | 0.72 | 11177.4205 | 11177.4205 | 11177.4205 | 3.8 | 0.72
AZp381Fa5ep2CLeV | optional | Residential |  | Fresenbergstraße | 3.311 | Hard (default) |  | TRUE | 200 | 4534.7378 | 1057.0488 | 0.62 | 6095.5503 | 6095.5503 | 6095.5503 | 77 | 0.62494
SrcyxmlFfO+zrcfE | optional | Residential |  | Küferstraße | 3.5776 | Hard (default) |  | TRUE | 80 | 715.0117 | 879.379 | 0.63 | 3370.0594 | 3370.0594 | 3370.0594 | 38 | 0.63
ms7L+awAlsxWRdFk | optional | Residential |  | Küferstraße | 13.5693 | Hard (default) |  | TRUE | 32 | 47.4798 | 1917.1779 | 0.81 | 9077.8731 | 9077.8731 | 9077.8731 | 2 | 0.81
FjDemRN7PkC4XAkp | optional | Connector |  |  | 8.2954 | Hard (default) |  | TRUE | 25 | 30.1319 | 1024.6458 | 1 | 5275.8499 | 5275.8499 | 5275.8499 | 1 | 1
rqNNhKq5/XpWDttK | optional | Residential |  | Cord-Steding-Straße | 15.6123 | Hard (default) |  | TRUE | 50 | 205.7058 | 3071.5629 | 0.66 | 11912.2223 | 11912.2223 | 11912.2223 | 9.5 | 0.66
k1wlt0LllxcAMaWT | optional | Residential |  | Kapitän-Dallmann-Straße | 4.1558 | Hard (default) |  | TRUE | 25 | 33.9225 | 531.1031 | 1 | 2643.103 | 2643.103 | 2643.103 | 1 | 1
pTRPwL+rFTrF5YP7 | optional | Connector |  |  | 8.1807 | Hard (default) |  | TRUE | 25 | 27.4836 | 986.0367 | 1 | 5202.9201 | 5202.9201 | 5202.9201 | 1 | 1
nbjNf50Sh4/SlmIU | optional | Residential |  | Fresenbergstraße | 17.7053 | Hard (default) |  | TRUE | 150 | 3659.1651 | 5509.0024 | 0.62 | 25460.2645 | 25460.2645 | 25460.2645 | 77 | 0.62494
5FLpL4pr1uReq8bM | optional | Connector |  |  | 2.83 | Hard (default) |  | TRUE | 25 | 43.8029 | 393.2187 | 1 | 1799.8918 | 1799.8918 | 1799.8918 | 1 | 1
h/wEuCoX+17YEXhT | optional | Secondary |  | Landrat-Christians-Straße | 16.0998 | Hard (default) |  | TRUE | 300 | 15127.2758 | 5932.4436 | 0.62 | 44048.9379 | 44048.9379 | 44048.9379 | 77 | 0.62494
baI9YnrrXmt+QdLX | optional | Living street |  | An der Wollkämmerei | 15.0166 | Hard (default) |  | TRUE | 300 | 18141.6268 | 5635.5522 | 0.62 | 41085.5216 | 41085.5216 | 41085.5216 | 77 | 0.62494
BlF3oPC5KDHXk+pH | optional | Residential |  | Mühlenstraße | 2.199 | Hard (default) |  | TRUE | 250 | 9737.4796 | 769.5252 | 0.62 | 5002.6818 | 5002.6818 | 5002.6818 | 77 | 0.62494
wTEgtsi4rSJR0Xv9 | optional | Connector |  |  | 9.0049 | Hard (default) |  | TRUE | 50 | 194.2802 | 1751.5787 | 1 | 6870.7059 | 6870.7059 | 6870.7059 | 1 | 1
iEHHom+eto2anDtq | optional | Residential |  | Johann-Hoppe-Straße | 13.9769 | Hard (default) |  | TRUE | 125 | 1597.4579 | 3888.268 | 0.63 | 17485.1044 | 17485.1044 | 17485.1044 | 38 | 0.63
4tCwUps3XiOVm6bZ | optional | Unclassified |  | Marschgehren | 9.0118 | Hard (default) |  | TRUE | 125 | 1600.524 | 2507.5625 | 0.72 | 11273.7343 | 11273.7343 | 11273.7343 | 3.8 | 0.72
52MnaG0M3bX0BIo/ | optional | Residential |  | Flethestraße | 5.8161 | Hard (default) |  | TRUE | 25 | 32.3389 | 732.888 | 1 | 3699.033 | 3699.033 | 3699.033 | 1 | 1
0HS8nVA/+NVW4s1X | optional | Connector |  |  | 6.7901 | Hard (default) |  | TRUE | 25 | 30.9688 | 845.1237 | 1 | 4318.4858 | 4318.4858 | 4318.4858 | 1 | 1
n8s0uZduZf/PwsvB | optional | Residential |  | Wigmodistraße | 17.8354 | Hard (default) |  | TRUE | 65 | 456.6203 | 4069.6632 | 0.65 | 15142.2155 | 15142.2155 | 15142.2155 | 12.6667 | 0.65
2sob0NLH2Sco0qzE | optional | Residential |  | Wigmodistraße | 65.4226 | Hard (default) | [9 empty] | -0.6129 | 0
MJwJP9J/sSikiZDy | optional | Connector |  |  | 8.3479 | Hard (default) |  | TRUE | 25 | 30.1409 | 1031.2195 | 1 | 5309.2619 | 5309.2619 | 5309.2619 | 1 | 1
ihp3eo1uVJEBSTpH | optional | Residential |  | Lüder-Clüver-Straße | 1.6481 | Hard (default) |  | TRUE | 65 | 278.3861 | 345.0433 | 0.65 | 1399.2781 | 1399.2781 | 1399.2781 | 12.6667 | 0.65
XZ+6t9x6rJhPftxy | optional | Connector |  |  | 6.4485 | Hard (default) |  | TRUE | 25 | 29.233 | 789.9798 | 1 | 4101.2441 | 4101.2441 | 4101.2441 | 1 | 1
J1kTy1eua5mPa5M3 | optional | Residential |  | Johann-Hoppe-Straße | 5.6144 | Hard (default) |  | TRUE | 125 | 2382.178 | 1650.2759 | 0.62 | 7023.6494 | 7023.6494 | 7023.6494 | 77 | 0.62494
uivYzTgVaTEdW9yB | optional | Residential |  | Flethestraße | 12.5256 | Hard (default) |  | TRUE | 65 | 323.5665 | 2682.0403 | 0.64 | 10634.2369 | 10634.2369 | 10634.2369 | 19 | 0.64
GPJvvcnMbHbBGWPo | optional | Connector |  |  | 7.5787 | Hard (default) |  | TRUE | 20 | 24.1387 | 887.3234 | 1 | 4660.93 | 4660.93 | 4660.93 | 1 | 1
+VgkVN/uJjm8zxjw | optional | Residential |  | Küferstraße | 10.7686 | Hard (default) |  | TRUE | 40 | 137.9929 | 1960.8748 | 0.68 | 7634.937 | 7634.937 | 7634.937 | 6.3333 | 0.68
Ivc59tlyLZwiCQI2 | optional | Connector |  |  | 5.7696 | Hard (default) |  | TRUE | 25 | 31.6678 | 722.6565 | 1 | 3669.4395 | 3669.4395 | 3669.4395 | 1 | 1
fkgBLcM2XjCAFArc | optional | Connector |  |  | 4.8658 | Hard (default) |  | TRUE | 25 | 29.4732 | 597.403 | 1 | 3094.6211 | 3094.6211 | 3094.6211 | 1 | 1
lQbnTstYfgtdQzXN | optional | Living street |  | Kutterweg | 28.3557 | Hard (default) |  | TRUE | 40 | 147.6972 | 5257.2359 | 0.67 | 20104.1679 | 20104.1679 | 20104.1679 | 7.6 | 0.67
Pw3DIw9cqAditL5h | optional | Connector |  |  | 6.7347 | Hard (default) |  | TRUE | 25 | 28.53 | 819.7008 | 1 | 4283.2775 | 4283.2775 | 4283.2775 | 1 | 1
lxe2zsg+etjSKVKB | optional | Residential |  | Kapitän-Dallmann-Straße | 13.2226 | Hard (default) |  | TRUE | 80 | 607.6824 | 3165.9996 | 0.64 | 12455.643 | 12455.643 | 12455.643 | 19 | 0.64
xiW82/6bpU4wfaE9 | optional | Residential |  | Wigmodistraße | 17.0815 | Hard (default) |  | TRUE | 100 | 1154.8875 | 4517.2602 | 0.63 | 18345.5503 | 18345.5503 | 18345.5503 | 38 | 0.63
sNzQrW5iBo7CUrPi | optional | Unclassified |  | Marschgehren | 54.8492 | Hard (default) | [9 empty] | -0.6129 | 0
hMU9gUXI5TIHEqHn | optional | Connector |  |  | 2.0561 | Hard (default) |  | TRUE | 25 | 42.5014 | 282.6736 | 1 | 1307.7112 | 1307.7112 | 1307.7112 | 1 | 1
LjM6C8IPJ6O/+jh8 | optional | Residential |  | Flethestraße | 14.6123 | Hard (default) |  | TRUE | 65 | 289.687 | 3076.5537 | 0.65 | 12405.8215 | 12405.8215 | 12405.8215 | 12.6667 | 0.65
hurEUe+GqklPthwj | optional | Connector |  |  | 7.426 | Hard (default) |  | TRUE | 25 | 30.4555 | 919.974 | 1 | 4722.9415 | 4722.9415 | 4722.9415 | 1 | 1
CQE+2QmGeictStBF | optional | Residential |  | Kapitän-Dallmann-Straße | 1.9906 | Hard (default) |  | TRUE | 65 | 330.1741 | 427.6351 | 0.65 | 1690.0557 | 1690.0557 | 1690.0557 | 12.6667 | 0.65
4IOm2JkIUHGiZrg8 | optional | Unclassified |  | Nicolaus-H.-Schilling-Straße | 25.0501 | Hard (default) |  | TRUE | 32 | 54.4041 | 3646.3031 | 1 | 16758.5122 | 16758.5122 | 16758.5122 | 1 | 1
Kl3MVdsD1alPxOBe | optional | Residential |  | Cord-Steding-Straße | 15.5731 | Hard (default) |  | TRUE | 65 | 378.0101 | 3424.1511 | 0.64 | 13221.5806 | 13221.5806 | 13221.5806 | 19 | 0.64
Ivt+uTfSvwJX+IWY | optional | Residential |  | Fresenbergstraße | 15.7374 | Hard (default) |  | TRUE | 200 | 4274.9999 | 4996.3958 | 0.62 | 28972.5902 | 28972.5902 | 28972.5902 | 77 | 0.62494
Tzt96LvQSOj+cogo | optional | Construction |  |  | 95.0046 | Hard (default) |  | TRUE | 100 | 1443.9319 | 26078.683 | 1 | 102034.9941 | 102034.9941 | 102034.9941 | 1 | 1
0T966PSVq8NrYkwa | optional | Connector |  |  | 6.837 | Hard (default) |  | TRUE | 25 | 30.5408 | 847.6672 | 1 | 4348.3543 | 4348.3543 | 4348.3543 | 1 | 1
UcS8V+BRkWVPKJC/ | optional | Connector |  |  | 22.3844 | Hard (default) |  | TRUE | 125 | 1539.7863 | 6201.2627 | 1 | 28002.8412 | 28002.8412 | 28002.8412 | 1 | 1
vaQOcLK7fRSQpFxW | optional | Residential |  | Johann-Hoppe-Straße | 4.4124 | Hard (default) |  | TRUE | 125 | 2337.222 | 1292.9705 | 0.62 | 5519.8781 | 5519.8781 | 5519.8781 | 77 | 0.62494
COLAF6jEj4f8Mxko | optional | Tertiary |  | Fresenbergstraße | 13.4317 | Hard (default) |  | TRUE | 50 | 150.8327 | 2499.0574 | 0.68 | 10248.4169 | 10248.4169 | 10248.4169 | 6.3333 | 0.68
OwcgXt46zuGlzOfT | optional | Residential |  | Kaffeestraße | 9.8454 | Hard (default) |  | TRUE | 100 | 1314.2835 | 2658.2023 | 0.62 | 10574.0122 | 10574.0122 | 10574.0122 | 77 | 0.62494
R6Wq+uh4x2ucbDJp | optional | Connector |  |  | 10.8973 | Hard (default) |  | TRUE | 20 | 24.0558 | 1275.8569 | 1 | 6701.818 | 6701.818 | 6701.818 | 1 | 1
P694FOO2NlWK1U0S | optional | Residential |  | Johann-Hoppe-Straße | 2.3236 | Hard (default) |  | TRUE | 125 | 2352.2283 | 681.6035 | 0.62 | 2906.8774 | 2906.8774 | 2906.8774 | 77 | 0.62494
2+PI49S0cNyh29zi | optional | Connector |  |  | 41.1168 | Hard (default) |  | TRUE | 32 | 68.977 | 6354.7112 | 1 | 27507.1078 | 27507.1078 | 27507.1078 | 1 | 1
UVY2LnNDJCB1YdsH | optional | Connector |  |  | 2.8808 | Hard (default) |  | TRUE | 25 | 29.0245 | 352.2322 | 1 | 1832.1603 | 1832.1603 | 1832.1603 | 1 | 1
A54abHFdiebFJAs0 | optional | Service |  |  | 9.2796 | Hard (default) |  | TRUE | 40 | 110.8352 | 1603.736 | 0.81 | 6579.2045 | 6579.2045 | 6579.2045 | 2 | 0.81
Wd6BswziMrZSJTzz | optional | Residential |  | Cord-Steding-Straße | 9.2518 | Hard (default) |  | TRUE | 65 | 263.3522 | 1922.1964 | 0.65 | 7854.8003 | 7854.8003 | 7854.8003 | 12.6667 | 0.65
FO1iLl4DhI0gI238 | optional | Connector |  |  | 6.3105 | Hard (default) |  | TRUE | 25 | 29.6453 | 776.0058 | 1 | 4013.4564 | 4013.4564 | 4013.4564 | 1 | 1
uI0t5qWNAndq/onC | optional | Residential |  | Küferstraße | 11.0226 | Hard (default) |  | TRUE | 65 | 421.4206 | 2474.137 | 0.64 | 9358.1492 | 9358.1492 | 9358.1492 | 19 | 0.64
NkoxituYqDvnJIMQ | optional | Residential |  | Johann-Hoppe-Straße | 5.3407 | Hard (default) |  | TRUE | 125 | 2412.1323 | 1573.0141 | 0.62 | 6681.161 | 6681.161 | 6681.161 | 77 | 0.62494
j2rxS2F9KZJrehPy | optional | Connector |  |  | 13.7651 | Hard (default) |  | TRUE | 25 | 38.5471 | 1830.9741 | 1 | 8754.6271 | 8754.6271 | 8754.6271 | 1 | 1
fo5VEiLWSbQtUeut | optional | Connector |  |  | 8.4658 | Hard (default) |  | TRUE | 25 | 27.5257 | 1020.8057 | 1 | 5384.2609 | 5384.2609 | 5384.2609 | 1 | 1
aMz2iTDO5CaTV1l7 | optional | Connector |  |  | 3.4514 | Hard (default) |  | TRUE | 25 | 30.5814 | 428.0728 | 1 | 2195.1123 | 2195.1123 | 2195.1123 | 1 | 1
oKyIphL5R3ifZp+9 | optional | Residential |  | Cord-Steding-Straße | 4.1611 | Hard (default) |  | TRUE | 50 | 148.9817 | 772.7021 | 0.67 | 3174.9338 | 3174.9338 | 3174.9338 | 7.6 | 0.67
4xt3LcoL/SRZPnF6 | optional | Connector |  |  | 7.2659 | Hard (default) |  | TRUE | 25 | 29.6228 | 893.3162 | 1 | 4621.1313 | 4621.1313 | 4621.1313 | 1 | 1
tR8EiVQggq3tPjb8 | optional | Connector |  |  | 6.804 | Hard (default) |  | TRUE | 25 | 28.5299 | 828.1286 | 1 | 4327.3205 | 4327.3205 | 4327.3205 | 1 | 1
hqeNnCpCDghuX2uM | optional | Residential |  | Heimstättenweg | 5.7539 | Hard (default) |  | TRUE | 40 | 116.9446 | 1006.4173 | 0.68 | 4079.5392 | 4079.5392 | 4079.5392 | 6.3333 | 0.68
3ePSjevMh260SBiz | optional | Secondary |  | Landrat-Christians-Straße | 11.6105 | Hard (default) |  | TRUE | 250 | 12612.3932 | 4185.9661 | 0.62 | 26413.892 | 26413.892 | 26413.892 | 77 | 0.62494
24IbXkZd3Rc7giwQ | optional | Service |  |  | 23.4344 | Hard (default) | [9 empty] | -0.6129 | 0
MtVEKFquurU8iLUL | optional | Connector |  |  | 9.3768 | Hard (default) |  | TRUE | 25 | 28.6269 | 1142.3061 | 1 | 5963.6658 | 5963.6658 | 5963.6658 | 1 | 1
AtTMMiDx0ei8iN3D | optional | Connector |  |  | 6.5423 | Hard (default) |  | TRUE | 25 | 31.4698 | 817.9876 | 1 | 4160.9284 | 4160.9284 | 4160.9284 | 1 | 1
Gn+49NvtdQItjM01 | optional | Footway |  |  | 31.5499 | Hard (default) | [9 empty] | -0.6129 | 0
6JEO/nPQ8WCunZ6f | optional | Unclassified |  | Zum Kammstuhl | 34.5962 | Hard (default) |  | TRUE | 100 | 969.252 | 8925.864 | 0.67 | 37156.3295 | 37156.3295 | 37156.3295 | 7.6 | 0.67
fmthuEc6GDA3yEQ9 | optional | Connector |  |  | 6.1118 | Hard (default) |  | TRUE | 25 | 29.7296 | 752.1628 | 1 | 3887.1366 | 3887.1366 | 3887.1366 | 1 | 1
6xVYvbrGnDNYiRDT | optional | Connector |  |  | 8.2932 | Hard (default) |  | TRUE | 20 | 24.1721 | 970.9758 | 1 | 5100.3395 | 5100.3395 | 5100.3395 | 1 | 1
NOCJfukTS+9zgZYi | optional | Residential |  | Langenfeld | 194.1881 | Hard (default) | [9 empty] | -0.6129 | 0
GOVU7roXqCFvwnsF | optional | Residential |  | Kapitän-Dallmann-Straße | 13.9756 | Hard (default) |  | TRUE | 50 | 192.4857 | 2713.5831 | 0.72 | 10663.3973 | 10663.3973 | 10663.3973 | 3.8 | 0.72
S04EWJQPecWDtQdv | optional | Residential |  | Heimstättenweg | 14.4115 | Hard (default) |  | TRUE | 50 | 250.8453 | 2961.9694 | 0.67 | 10996.0119 | 10996.0119 | 10996.0119 | 7.6 | 0.67
ZOvSAUv0qCbdZH+l | optional | Connector |  |  | 3.5166 | Hard (default) |  | TRUE | 32 | 61.7058 | 527.7174 | 1 | 2352.5829 | 2352.5829 | 2352.5829 | 1 | 1
xmUeahB+zMRMDu6z | optional | Connector |  |  | 22.3777 | Hard (default) |  | TRUE | 25 | 38.2769 | 2969.7528 | 1 | 14232.2089 | 14232.2089 | 14232.2089 | 1 | 1
V6RXPVJYhu0fBcmv | optional | Footway |  |  | 10.0732 | Hard (default) |  | TRUE | 50 | 241.4941 | 2051.9852 | 0.65 | 7685.8699 | 7685.8699 | 7685.8699 | 12.6667 | 0.65
Y0TnmLKp02+ZapOA | optional | Connector |  |  | 3.0416 | Hard (default) |  | TRUE | 32 | 73.2964 | 478.1954 | 1 | 2034.8329 | 2034.8329 | 2034.8329 | 1 | 1
tiwkKCNqZ4t5laOW | optional | Tertiary |  | Fresenbergstraße | 12.7126 | Hard (default) |  | TRUE | 25 | 28.6567 | 1549.0995 | 1 | 8085.1907 | 8085.1907 | 8085.1907 | 1 | 1
rMX+ucwGKz2GH5FU | optional | Footway |  | Schifferweg | 6.9342 | Hard (default) |  | TRUE | 32 | 60.4821 | 1035.347 | 0.81 | 4638.9564 | 4638.9564 | 4638.9564 | 2 | 0.81
GhfvDaOfcV6ZadoQ | optional | Residential |  | George-Albrecht-Straße | 16.6476 | Hard (default) |  | TRUE | 40 | 138.1335 | 3032.1973 | 1 | 11803.169 | 11803.169 | 11803.169 | 1 | 1
J0LaksoE/2C06ZXs | optional | Connector |  |  | 21.2779 | Hard (default) |  | TRUE | 250 | 11065.3903 | 7550.1792 | 0.62 | 48407.2994 | 48407.2994 | 48407.2994 | 77 | 0.62494
d6JFteg5wWIwB4rj | optional | Secondary |  | Landrat-Christians-Straße | 9.8798 | Hard (default) |  | TRUE | 65 | 394.2351 | 2189.2512 | 0.67 | 8387.9128 | 8387.9128 | 8387.9128 | 7.6 | 0.67
mOkqItZLhEHBAlsV | optional | Residential |  | Flethestraße | 19.3538 | Hard (default) |  | TRUE | 50 | 240.1471 | 3937.4187 | 0.65 | 14766.9174 | 14766.9174 | 14766.9174 | 12.6667 | 0.65
X67gLmRk7HZzByl/ | optional | Residential |  | Kapitän-Dallmann-Straße | 1.3579 | Hard (default) |  | TRUE | 80 | 549.3139 | 320.4317 | 0.64 | 1279.1306 | 1279.1306 | 1279.1306 | 19 | 0.64
uw/G/5u/FJqT02Gn | optional | Residential |  | Heimstättenweg | 13.5188 | Hard (default) |  | TRUE | 40 | 99.9919 | 2286.3558 | 0.7 | 9584.8093 | 9584.8093 | 9584.8093 | 4.75 | 0.7
PAs+ASy1LQy2dFq2 | optional | Connector |  |  | 31.9553 | Hard (default) |  | TRUE | 25 | 32.3389 | 4026.7065 | 1 | 20323.5962 | 20323.5962 | 20323.5962 | 1 | 1
2b8PcvgV/vAzxWRd | optional | Connector |  |  | 13.6135 | Hard (default) |  | TRUE | 25 | 40.7035 | 1843.9326 | 1 | 8658.2095 | 8658.2095 | 8658.2095 | 1 | 1
chDffqquB8b69fca | optional | Steps |  | Schifferweg | 1.3841 | Hard (default) |  | TRUE | 32 | 60.4821 | 206.665 | 0.81 | 925.9796 | 925.9796 | 925.9796 | 2 | 0.81
HzrX18k06dq6nidL | optional | Residential |  | Fresenbergstraße | 13.5552 | Hard (default) |  | TRUE | 200 | 4107.5821 | 4288.1209 | 0.62 | 24955.1232 | 24955.1232 | 24955.1232 | 77 | 0.62494
RSBqKCqSvNc8k+DF | optional | Connector |  |  | 4.8389 | Hard (default) |  | TRUE | 25 | 29.398 | 593.691 | 1 | 3077.5169 | 3077.5169 | 3077.5169 | 1 | 1
rQGKkrJVROgdQpHD | optional | Connector |  |  | 5.4742 | Hard (default) |  | TRUE | 50 | 149.6373 | 1017.2408 | 1 | 4176.8413 | 4176.8413 | 4176.8413 | 1 | 1
PclPqVnsmMT3fJBt | optional | Residential |  | Flethestraße | 6.6818 | Hard (default) |  | TRUE | 65 | 361.6449 | 1457.6226 | 0.64 | 5672.8796 | 5672.8796 | 5672.8796 | 19 | 0.64
KcoXGrnH1eyjBZqq | optional | Platform |  | Blumenthal/Markt | 0.0029565 | Hard (default) | [9 empty] | -0.6129 | 0
QjJGFaT65y+iqND+ | optional | Connector |  |  | 17.1724 | Hard (default) |  | TRUE | 25 | 33.274 | 2182.0217 | 1 | 10921.647 | 10921.647 | 10921.647 | 1 | 1
cZCEcZCUQ9utPWaM | optional | Connector |  |  | 6.7086 | Hard (default) |  | TRUE | 25 | 29.6187 | 824.7584 | 1 | 4266.6442 | 4266.6442 | 4266.6442 | 1 | 1
UdVu9xk5KN1eThnC | optional | Secondary |  | Landrat-Christians-Straße | 9.6902 | Hard (default) |  | TRUE | 80 | 635.7209 | 2336.3213 | 0.65 | 9128.142 | 9128.142 | 9128.142 | 12.6667 | 0.65
rjctJdh6zKLRw+f5 | optional | Connector |  |  | 8.0952 | Hard (default) |  | TRUE | 25 | 35.5106 | 1049.0486 | 1 | 5148.5383 | 5148.5383 | 5148.5383 | 1 | 1
5uKYV4EBUH6/3JKP | optional | Service |  |  | 10.5828 | Hard (default) |  | TRUE | 40 | 125.2105 | 1880.8796 | 1 | 7503.1967 | 7503.1967 | 7503.1967 | 1 | 1
3Y2hnzGrBvC6SCvS | optional | Living street |  | An der Wollkämmerei | 2.436 | Hard (default) |  | TRUE | 300 | 17121.7752 | 908.5801 | 0.62 | 6664.8271 | 6664.8271 | 6664.8271 | 77 | 0.62494
LsDiazX+uGlm8avK | optional | Path |  |  | 7.4299 | Hard (default) |  | TRUE | 32 | 58.1407 | 1098.6384 | 0.81 | 4970.6364 | 4970.6364 | 4970.6364 | 2 | 0.81
Zw9tymEneXQd5ALC | optional | Connector |  |  | 2.9704 | Hard (default) |  | TRUE | 25 | 29.7823 | 365.7349 | 1 | 1889.1848 | 1889.1848 | 1889.1848 | 1 | 1
iDK7L2ROvZHPqYHR | optional | Residential |  | Richard-Jung-Straße | 1.922 | Hard (default) |  | TRUE | 100 | 1289.5001 | 517.2772 | 0.63 | 2064.2527 | 2064.2527 | 2064.2527 | 38 | 0.63
Rx/KlfCIW/dFY4s7 | optional | Residential |  | Auestraße | 15.1439 | Hard (default) |  | TRUE | 40 | 118.6416 | 2657.5788 | 0.75 | 10737.0187 | 10737.0187 | 10737.0187 | 2.9231 | 0.75
VmoDPV4F5Ci5lbi0 | optional | Residential |  | Dilichplatz | 6.4761 | Hard (default) |  | TRUE | 32 | 55.7063 | 947.8673 | 0.75 | 4332.5076 | 4332.5076 | 4332.5076 | 2.9231 | 0.75
pjl+4GdTvy9L8H3f | optional | Connector |  |  | 5.2395 | Hard (default) |  | TRUE | 25 | 33.2948 | 665.8831 | 1 | 3332.3211 | 3332.3211 | 3332.3211 | 1 | 1
wH10QlIv+IZv/Uf3 | optional | Connector |  |  | 15.2307 | Hard (default) |  | TRUE | 25 | 31.3287 | 1901.8651 | 1 | 9686.7163 | 9686.7163 | 9686.7163 | 1 | 1
YVop/nFBy6dwytdh | optional | Tertiary |  | Fresenbergstraße | 15.1362 | Hard (default) |  | TRUE | 50 | 240.3526 | 3079.9752 | 0.67 | 11548.8855 | 11548.8855 | 11548.8855 | 7.6 | 0.67
p1w0MyvY2DyrFR2U | optional | Connector |  |  | 9.626 | Hard (default) |  | TRUE | 25 | 29.5254 | 1182.4194 | 1 | 6122.1379 | 6122.1379 | 6122.1379 | 1 | 1
BsVjjZY3AVCz6pE3 | optional | Connector |  |  | 7.8142 | Hard (default) |  | TRUE | 25 | 40.1714 | 1053.7369 | 1 | 4969.8624 | 4969.8624 | 4969.8624 | 1 | 1
3o2VzTKPpmUJaDJb | optional | Tertiary |  | Fresenbergstraße | 10.7325 | Hard (default) |  | TRUE | 32 | 65.6799 | 1636.8979 | 0.75 | 7180.0191 | 7180.0191 | 7180.0191 | 2.9231 | 0.75
NWaPPW2v3OaIghnM | optional | Secondary |  | Weserstrandstraße | 44.3493 | Hard (default) |  | TRUE | 25 | 41.5692 | 6050.3686 | 1 | 28206.172 | 28206.172 | 28206.172 | 1 | 1
IEQO1X2vJyJoNifc | optional | Connector |  |  | 3.3991 | Hard (default) |  | TRUE | 25 | 30.5061 | 421.2874 | 1 | 2161.7989 | 2161.7989 | 2161.7989 | 1 | 1
Xuc2+jQSH28jZI49 | optional | Path |  |  | 12.0086 | Hard (default) |  | TRUE | 250 | 10965.4273 | 4256.6546 | 0.62 | 27319.5013 | 27319.5013 | 27319.5013 | 77 | 0.62494
T9iW7LU8I28LIbNw | optional | Connector |  |  | 9.1384 | Hard (default) |  | TRUE | 25 | 31.4732 | 1142.611 | 1 | 5812.0396 | 5812.0396 | 5812.0396 | 1 | 1
QHoWlecDhMvIViF6 | optional | Residential |  | Fresenbergstraße | 6.9301 | Hard (default) |  | TRUE | 150 | 3270.8954 | 2123.3456 | 0.62 | 9965.5078 | 9965.5078 | 9965.5078 | 77 | 0.62494
n+1EfcnPBzqZkEc0 | optional | Secondary |  | Weserstrandstraße | 14.4245 | Hard (default) |  | TRUE | 25 | 41.5692 | 1967.8655 | 1 | 9173.9788 | 9173.9788 | 9173.9788 | 1 | 1
GK7E6+PvYTf64fOv | optional | Connector |  |  | 6.6677 | Hard (default) |  | TRUE | 25 | 27.8462 | 806.396 | 1 | 4240.6356 | 4240.6356 | 4240.6356 | 1 | 1
MrlbQx6ACHSbHyG2 | optional | Service |  |  | 20.3542 | Hard (default) |  | TRUE | 25 | 34.5755 | 2616.207 | 1 | 12945.2604 | 12945.2604 | 12945.2604 | 1 | 1
9/rdakBCCGWIbS/k | optional | Residential |  | Fresenbergstraße | 7.2 | Hard (default) |  | TRUE | 200 | 4660.2835 | 2304.7784 | 0.62 | 13255.1829 | 13255.1829 | 13255.1829 | 77 | 0.62494
V4Nexrb7Dh4kGyka | optional | Service |  |  | 19.9176 | Hard (default) |  | TRUE | 80 | 568.1061 | 4722.3196 | 0.81 | 18762.4084 | 18762.4084 | 18762.4084 | 2 | 0.81
qSETEXdRU7/q0Q++ | optional | Residential |  | Kapitän-Dallmann-Straße | 7.2885 | Hard (default) |  | TRUE | 50 | 254.7955 | 1503.5942 | 0.68 | 5561.1319 | 5561.1319 | 5561.1319 | 6.3333 | 0.68
p19V5HIyofWeS9u5 | optional | Platform |  | Fresenbergstraße | 0.0040806 | Hard (default) | [9 empty] | -0.6129 | 0
bv7wYz09G5Zt6YUb | optional | Residential |  | George-Albrecht-Straße | 10.0309 | Hard (default) |  | TRUE | 40 | 141.8817 | 1839.8574 | 0.7 | 7111.9102 | 7111.9102 | 7111.9102 | 4.75 | 0.7
0UKpMjcJykEEq/X7 | optional | Connector |  |  | 5.5358 | Hard (default) |  | TRUE | 25 | 28.5786 | 674.0833 | 1 | 3520.7777 | 3520.7777 | 3520.7777 | 1 | 1
80he69yn1cPG2Bbd | optional | Tertiary |  | Fresenbergstraße | 8.757 | Hard (default) | [9 empty] | -0.6129 | 0
3soNHVYrV97ARc+p | optional | Residential |  | Leverkenbarg | 0.73118 | Hard (default) |  | TRUE | 125 | 1626.7177 | 203.8379 | 0.62 | 914.706 | 914.706 | 914.706 | 77 | 0.62494
Yj0GYqzDvMeEPN1s | optional | Connector |  |  | 8.0319 | Hard (default) |  | TRUE | 20 | 24.2008 | 940.377 | 1 | 4939.6099 | 4939.6099 | 4939.6099 | 1 | 1
rYQ1GfHf0oks3uil | optional | Tertiary |  | Fresenbergstraße | 36.5542 | Hard (default) |  | TRUE | 65 | 331.0894 | 7856.2025 | 0.66 | 31034.5116 | 31034.5116 | 31034.5116 | 9.5 | 0.66
TLPeHbIeYrd9EVzo | optional | Residential |  | Kapitän-Dallmann-Straße | 4.4905 | Hard (default) |  | TRUE | 65 | 448.4843 | 1020.7777 | 0.64 | 3812.4218 | 3812.4218 | 3812.4218 | 19 | 0.64
SXOWkGvvm/Qkfo0H | optional | Connector |  |  | 38.4828 | Hard (default) |  | TRUE | 25 | 30.5318 | 4770.7752 | 1 | 24475.0799 | 24475.0799 | 24475.0799 | 1 | 1
DFegHFM0tML8WsF0 | optional | Connector |  |  | 3.3396 | Hard (default) |  | TRUE | 32 | 51.1164 | 479.3458 | 1 | 2234.2254 | 2234.2254 | 2234.2254 | 1 | 1
rhDLhwr39PMmMTKA | optional | Connector |  |  | 6.9818 | Hard (default) |  | TRUE | 25 | 28.513 | 849.6438 | 1 | 4440.4407 | 4440.4407 | 4440.4407 | 1 | 1
XUXUXi2im94aPhZT | optional | Service |  |  | 7.8725 | Hard (default) |  | TRUE | 32 | 54.9369 | 1148.5058 | 0.81 | 5266.6699 | 5266.6699 | 5266.6699 | 2 | 0.81
3vv7B/R7kB3vTWcl | optional | Connector |  |  | 3.138 | Hard (default) |  | TRUE | 25 | 29.1698 | 384.1966 | 1 | 1995.7489 | 1995.7489 | 1995.7489 | 1 | 1
4fem1++kaTqwTm5t | optional | Residential |  | Dilichplatz | 2.4532 | Hard (default) |  | TRUE | 50 | 177.9931 | 469.4097 | 0.66 | 1871.8104 | 1871.8104 | 1871.8104 | 9.5 | 0.66
z9g2VIskjBrN3W37 | optional | Service |  | Hootjeweg | 28.7934 | Hard (default) |  | TRUE | 125 | 1793.1034 | 8123.1117 | 0.62 | 36020.5246 | 36020.5246 | 36020.5246 | 77 | 0.62494
YeHfg0voINaPKJWm | optional | Residential |  | Mühlenstraße | 14.3135 | Hard (default) |  | TRUE | 250 | 9891.3628 | 5017.0504 | 0.62 | 32563.1079 | 32563.1079 | 32563.1079 | 77 | 0.62494
bN0q8+QaRkoJnVSy | optional | Connector |  |  | 5.9709 | Hard (default) |  | TRUE | 20 | 24.0175 | 699.0726 | 1 | 3672.0869 | 3672.0869 | 3672.0869 | 1 | 1
hmkJD1psC/7Sg7EC | optional | Connector |  |  | 6.3515 | Hard (default) |  | TRUE | 50 | 211.8158 | 1257.1546 | 1 | 4846.2311 | 4846.2311 | 4846.2311 | 1 | 1
4mICUr4Eqg/8FpOV | optional | Residential |  | Küferstraße | 9.9715 | Hard (default) |  | TRUE | 50 | 215.9995 | 1981.773 | 0.66 | 7608.2675 | 7608.2675 | 7608.2675 | 9.5 | 0.66
KTjs2dLypJbfq9QG | optional | Residential |  | Küferstraße | 8.6393 | Hard (default) |  | TRUE | 65 | 375.6459 | 1897.4137 | 0.64 | 7334.7623 | 7334.7623 | 7334.7623 | 19 | 0.64
HnH+09BvwRK3j8lK | optional | Residential |  | Kapitän-Dallmann-Straße | 4.8036 | Hard (default) |  | TRUE | 65 | 365.5891 | 1049.8918 | 0.66 | 4078.2547 | 4078.2547 | 4078.2547 | 9.5 | 0.66
SKVNYXK+EFnVqeHK | optional | Connector |  |  | 5.5587 | Hard (default) |  | TRUE | 25 | 30.2884 | 687.5935 | 1 | 3535.3332 | 3535.3332 | 3535.3332 | 1 | 1
ymVvmoEwpEj29FGe | optional | Steps |  |  | 5.7828 | Hard (default) |  | TRUE | 25 | 37.0704 | 759.5688 | 1 | 3677.8752 | 3677.8752 | 3677.8752 | 1 | 1
qQcbdwG1deb58BuH | optional | Connector |  |  | 28.9965 | Hard (default) |  | TRUE | 32 | 61.1114 | 4340.7627 | 1 | 19398.6906 | 19398.6906 | 19398.6906 | 1 | 1
dekJhgEKTLoN7OM+ | optional | Footway |  |  | 31.0442 | Hard (default) |  | TRUE | 65 | 499.1039 | 7222.9717 | 0.67 | 26356.5377 | 26356.5377 | 26356.5377 | 7.6 | 0.67
dXLaKMbj9HvOBsJg | optional | Residential |  | Küferstraße | 2.2724 | Hard (default) |  | TRUE | 80 | 767.0842 | 565.5843 | 0.63 | 2140.6061 | 2140.6061 | 2140.6061 | 38 | 0.63
kaeVh8qojetI8+41 | optional | Tertiary |  | Mühlenstraße | 11.2645 | Hard (default) | [9 empty] | -0.6129 | 0
JrmhpW7swWOjpl0t | optional | Connector |  |  | 6.2097 | Hard (default) |  | TRUE | 32 | 67.0903 | 952.5006 | 1 | 4154.302 | 4154.302 | 4154.302 | 1 | 1
W84Q9iwva8pNAAKm | optional | Unclassified |  | Zur Westpier | 14.9054 | Hard (default) | [9 empty] | -0.6129 | 0
+SjVd/dU/6UiYYQC | optional | Residential |  | Flethestraße | 1.6427 | Hard (default) |  | TRUE | 32 | 63.9488 | 248.7872 | 0.75 | 1098.9664 | 1098.9664 | 1098.9664 | 2.9231 | 0.75
VtzEjbgBM21R0Foo | optional | Connector |  |  | 5.6125 | Hard (default) |  | TRUE | 25 | 31.223 | 700.1645 | 1 | 3569.5366 | 3569.5366 | 3569.5366 | 1 | 1
gFaTKfbneNJiXyLS | optional | Tertiary |  | Fresenbergstraße | 14.2322 | Hard (default) |  | TRUE | 65 | 398.0926 | 3159.4981 | 0.66 | 12083.1038 | 12083.1038 | 12083.1038 | 9.5 | 0.66
GjqdBoY7O+lu0hHe | optional | Connector |  |  | 5.8188 | Hard (default) |  | TRUE | 25 | 29.3264 | 713.4471 | 1 | 3700.7337 | 3700.7337 | 3700.7337 | 1 | 1
ZmUCv2UFpLOyio++ | optional | Secondary |  | Landrat-Christians-Straße | 5.5968 | Hard (default) |  | TRUE | 250 | 12692.8908 | 2019.4976 | 0.62 | 12732.7764 | 12732.7764 | 12732.7764 | 77 | 0.62494
HV8wzTk1s3VHGa+B | optional | Secondary |  | Landrat-Christians-Straße | 23.3329 | Hard (default) |  | TRUE | 65 | 377.1648 | 5128.2477 | 0.68 | 19809.6066 | 19809.6066 | 19809.6066 | 6.3333 | 0.68
bMc4xp1bopJUDEMP | optional | Residential |  | Leverkenbarg | 17.9353 | Hard (default) |  | TRUE | 125 | 1688.1085 | 5022.0787 | 0.62 | 22437.0515 | 22437.0515 | 22437.0515 | 77 | 0.62494
bnfWnRy2Ad2WsWu6 | optional | Secondary |  | Landrat-Christians-Straße | 13.3426 | Hard (default) |  | TRUE | 65 | 307.116 | 2833.7833 | 0.67 | 11327.8258 | 11327.8258 | 11327.8258 | 7.6 | 0.67
NOzPr/CEprJJGkUl | optional | Path |  | Kapitän-Dallmann-Straße | 29.7428 | Hard (default) |  | TRUE | 25 | 41.5692 | 4057.6699 | 1 | 18916.4233 | 18916.4233 | 18916.4233 | 1 | 1
HSwbNiPChTggZcmW | optional | Connector |  |  | 4.6139 | Hard (default) |  | TRUE | 25 | 28.846 | 563.2207 | 1 | 2934.4665 | 2934.4665 | 2934.4665 | 1 | 1
fDJLMfi3y9aRrS6X | optional | Secondary |  | Landrat-Christians-Straße | 13.2043 | Hard (default) |  | TRUE | 300 | 15150.0381 | 4866.2031 | 0.62 | 36126.9648 | 36126.9648 | 36126.9648 | 77 | 0.62494
8NzgLas3RMmKyNns | optional | Living street |  | An der Wollkämmerei | 17.7332 | Hard (default) |  | TRUE | 300 | 17121.7752 | 6614.2137 | 0.62 | 48518.1091 | 48518.1091 | 48518.1091 | 77 | 0.62494
4Ff4DR+ul94OtmJN | optional | Connector |  |  | 6.5725 | Hard (default) |  | TRUE | 25 | 29.6286 | 808.1055 | 1 | 4180.1129 | 4180.1129 | 4180.1129 | 1 | 1
3yoUFlovmujfNaPK | optional | Secondary |  | Landrat-Christians-Straße | 20.2113 | Hard (default) |  | TRUE | 300 | 16947.1153 | 7530.5235 | 0.62 | 55298.1113 | 55298.1113 | 55298.1113 | 77 | 0.62494
qywsvNlDJblH4SN+ | optional | Connector |  |  | 8.7611 | Hard (default) |  | TRUE | 25 | 28.4502 | 1065.5508 | 1 | 5572.0679 | 5572.0679 | 5572.0679 | 1 | 1
D5vIUFcHei8O9BGF | optional | Connector |  |  | 16.4576 | Hard (default) |  | TRUE | 25 | 43.6518 | 2283.9047 | 1 | 10467.0336 | 10467.0336 | 10467.0336 | 1 | 1
aCzCTCtCeqGZ4WQ6 | optional | Living street |  | Kutterweg | 13.4255 | Hard (default) |  | TRUE | 40 | 129.1574 | 2404.189 | 0.68 | 9518.6476 | 9518.6476 | 9518.6476 | 6.3333 | 0.68
zJPJyn7XlN7kokRY | optional | Connector |  |  | 5.3897 | Hard (default) |  | TRUE | 25 | 30.5164 | 668.0723 | 1 | 3427.8333 | 3427.8333 | 3427.8333 | 1 | 1
5PfXDWDO0n2DPjlB | optional | Residential |  | Emmalene-Bulling-Straße | 38.4683 | Hard (default) |  | TRUE | 40 | 118.9752 | 6755.1159 | 0.75 | 27273.9921 | 27273.9921 | 27273.9921 | 2.9231 | 0.75
oW8u34U1YkpmlROv | optional | Service |  |  | 37.9149 | Hard (default) |  | TRUE | 40 | 110.9736 | 6554.426 | 1 | 26881.6854 | 26881.6854 | 26881.6854 | 1 | 1
UU4Qx96k6MteRcdv | optional | Connector |  |  | 5.5362 | Hard (default) |  | TRUE | 25 | 30.438 | 685.7399 | 1 | 3520.9957 | 3520.9957 | 3520.9957 | 1 | 1
DZZgmxx7dzRyEN9K | optional | Residential |  | Wigmodistraße | 14.5235 | Hard (default) |  | TRUE | 65 | 365.8434 | 3174.6891 | 0.66 | 12330.4133 | 12330.4133 | 12330.4133 | 9.5 | 0.66
SRwsiCgKI8S9c0n/ | optional | Service |  |  | 13.1073 | Hard (default) |  | TRUE | 25 | 42.5014 | 1801.9571 | 1 | 8336.2562 | 8336.2562 | 8336.2562 | 1 | 1
U7o4EIhy4noSaQ+2 | optional | Secondary |  | Weserstrandstraße | 12.0026 | Hard (default) |  | TRUE | 100 | 885.0358 | 3061.5582 | 0.63 | 12890.8107 | 12890.8107 | 12890.8107 | 38 | 0.63
oO1z2zW1xcTaeH/K | optional | Residential |  | Allmersstraße | 0.94653 | Hard (default) |  | TRUE | 65 | 311.6685 | 201.4862 | 0.64 | 803.6058 | 803.6058 | 803.6058 | 19 | 0.64
SeWQoFqDYVkNNdP5 | optional | Connector |  |  | 8.0661 | Hard (default) |  | TRUE | 25 | 26.1962 | 960.5107 | 1 | 5130.0568 | 5130.0568 | 5130.0568 | 1 | 1
/DRAZKYhx4XdQkHa | optional | Tertiary |  | Fresenbergstraße | 0.47264 | Hard (default) |  | TRUE | 32 | 46.3144 | 66.4387 | 0.81 | 316.1978 | 316.1978 | 316.1978 | 2 | 0.81
7E3gvWAwDsfhxDfk | optional | Residential |  | Besanstraße | 31.7758 | Hard (default) |  | TRUE | 100 | 1190.1249 | 8442.1209 | 0.63 | 34127.1952 | 34127.1952 | 34127.1952 | 38 | 0.63
okcJcy2HeQ5akMzT | optional | Connector |  |  | 8.6035 | Hard (default) |  | TRUE | 32 | 50.9645 | 1234.0744 | 1 | 5755.7673 | 5755.7673 | 5755.7673 | 1 | 1
4wjujNYc3YNTzBcW | optional | Residential |  | Zum Donaufleet | 61.3533 | Hard (default) |  | TRUE | 80 | 593.5892 | 14639.1165 | 0.63 | 57794.7926 | 57794.7926 | 57794.7926 | 38 | 0.63
F9lRsvbOI8sWiEss | optional | Residential |  | Kleine Straße | 2.8758 | Hard (default) |  | TRUE | 80 | 851.3292 | 730.122 | 0.63 | 2708.9673 | 2708.9673 | 2708.9673 | 38 | 0.63
9ITEZNWK5UJqtnOx | optional | Tertiary |  | Fresenbergstraße | 14.8857 | Hard (default) |  | TRUE | 40 | 102.2634 | 2529.0672 | 0.7 | 10553.9266 | 10553.9266 | 10553.9266 | 4.75 | 0.7
eYu/FQ28rmgDI1Mi | optional | Residential |  | Wigmodistraße | 34.9725 | Hard (default) |  | TRUE | 50 | 149.6373 | 6498.7054 | 0.83172 | 26684.0061 | 26684.0061 | 26684.0061 | 1.7948 | 0.83172
zjbOaQxUpYF/Gdaf | optional | Service |  |  | 99.4302 | Hard (default) | [9 empty] | -0.6129 | 0
3gx0gTbocCa58FRI | optional | Living street |  | Flethepad | 22.9036 | Hard (default) |  | TRUE | 25 | 29.5752 | 2814.6739 | 1 | 14566.6934 | 14566.6934 | 14566.6934 | 1 | 1
ThJPLkVPc1lgtiHf | optional | Residential |  | Flethestraße | 24.4356 | Hard (default) |  | TRUE | 65 | 380.5968 | 5379.4692 | 0.64 | 20745.8151 | 20745.8151 | 20745.8151 | 19 | 0.64
GMKG3TA0tCyJCRb5 | optional | Secondary |  | Weserstrandstraße | 15.7814 | Hard (default) | [9 empty] | -0.6129 | 0
3w3fYzKohPEJRDEw | optional | Connector |  |  | 8.0593 | Hard (default) |  | TRUE | 20 | 24.1793 | 943.5845 | 1 | 4956.4584 | 4956.4584 | 4956.4584 | 1 | 1
KLdk3gmvNyQhsU4d | optional | Tertiary |  | Mühlenstraße | 24.3134 | Hard (default) |  | TRUE | 50 | 237.0471 | 4931.7514 | 0.67 | 18551.1013 | 18551.1013 | 18551.1013 | 7.6 | 0.67
9M7gMPy5SNgQLNmS | optional | Residential |  | Lüder-Clüver-Straße | 7.8476 | Hard (default) |  | TRUE | 50 | 254.2185 | 1618.0545 | 0.62 | 5987.7308 | 5987.7308 | 5987.7308 | 77 | 0.62494
8Wmc4iHfadXncH9U | optional | Residential |  | Lüder-Clüver-Straße | 7.653 | Hard (default) |  | TRUE | 40 | 136.6538 | 1390.0568 | 0.68 | 5425.9947 | 5425.9947 | 5425.9947 | 6.3333 | 0.68
8e8+hcTcHXXfn4Z9 | optional | Residential |  | Wigmodistraße | 6.525 | Hard (default) |  | TRUE | 100 | 1122.7481 | 1718.2549 | 0.63 | 7007.7974 | 7007.7974 | 7007.7974 | 38 | 0.63
jKhzdLdj5XXppGeJ | optional | Residential |  | Küferstraße | 19.3249 | Hard (default) |  | TRUE | 50 | 231.2491 | 3898.0638 | 0.65 | 14744.8735 | 14744.8735 | 14744.8735 | 12.6667 | 0.65
zIIXy+5sdoQtm9TI | optional | Service |  |  | 3.576 | Hard (default) |  | TRUE | 40 | 88.6128 | 590.912 | 1 | 2535.4192 | 2535.4192 | 2535.4192 | 1 | 1
SmjovYyf2D9lGDGu | optional | Residential |  | Dilichplatz | 12.0993 | Hard (default) |  | TRUE | 40 | 105.7689 | 2070.1464 | 0.68 | 8578.4299 | 8578.4299 | 8578.4299 | 6.3333 | 0.68
sPkRxZj1iMjLd0KQ | optional | Service |  | Bahrsweg | 38.9771 | Hard (default) | [9 empty] | -0.6129 | 0
L11Q+P9xMRWTOB1d | optional | Service |  |  | 21.5999 | Hard (default) |  | TRUE | 40 | 84.1287 | 3536.1452 | 0.75 | 15314.3071 | 15314.3071 | 15314.3071 | 2.9231 | 0.75
UamR5Al9ianyTA1C | optional | Residential |  | Richard-Jung-Straße | 0.51236 | Hard (default) |  | TRUE | 40 | 119.9394 | 90.1393 | 0.67 | 363.2598 | 363.2598 | 363.2598 | 7.6 | 0.67
KBElW7qkXK0Yaz1q | optional | Footway |  |  | 28.7133 | Hard (default) | [9 empty] | -0.6129 | 0
1bWktrjyigiCpxra | optional | Connector |  |  | 0.45109 | Hard (default) |  | TRUE | 25 | 29.5429 | 55.4193 | 1 | 286.895 | 286.895 | 286.895 | 1 | 1
+g2Sq1EXAnXTtf3v | optional | Residential |  | Richard-Jung-Straße | 28.9545 | Hard (default) |  | TRUE | 32 | 73.1691 | 4549.8971 | 0.75 | 19370.5451 | 19370.5451 | 19370.5451 | 2.9231 | 0.75
i4pm+zNyHZLKKhkm | optional | Service |  |  | 13.1045 | Hard (default) |  | TRUE | 65 | 314.8802 | 2793.9641 | 0.72 | 11125.6882 | 11125.6882 | 11125.6882 | 3.8 | 0.72
QHCoUj7Su2SRfrQ+ | optional | Residential |  | Kapitän-Dallmann-Straße | 21.417 | Hard (default) |  | TRUE | 80 | 557.0757 | 5063.7887 | 0.64 | 20174.7726 | 20174.7726 | 20174.7726 | 19 | 0.64
TSCc5WF24DRe/0Ok | optional | Residential |  | Kapitän-Dallmann-Straße | 12.5582 | Hard (default) |  | TRUE | 50 | 192.031 | 2437.2636 | 0.72 | 9581.9303 | 9581.9303 | 9581.9303 | 3.8 | 0.72
9tUoAm98i6HIai63 | optional | Residential |  | Fresenbergstraße | 4.6697 | Hard (default) |  | TRUE | 150 | 3116.6533 | 1421.9384 | 0.62 | 6714.9927 | 6714.9927 | 6714.9927 | 77 | 0.62494
Bt3t8AgSHVdhH4W2 | optional | Footway |  |  | 53.0582 | Hard (default) |  | TRUE | 50 | 199.4817 | 10374.3398 | 0.66 | 40483.4066 | 40483.4066 | 40483.4066 | 9.5 | 0.66
2inAMdbI9rn5dyj8 | optional | Secondary |  | Landrat-Christians-Straße | 38.7233 | Hard (default) |  | TRUE | 80 | 635.7209 | 9336.2732 | 0.65 | 36477.358 | 36477.358 | 36477.358 | 12.6667 | 0.65
UVPTkbGZ7sUIeo2S | optional | Residential |  | Eichsfelder Straße | 4.8116 | Hard (default) |  | TRUE | 50 | 237.7223 | 976.6319 | 0.62 | 3671.2848 | 3671.2848 | 3671.2848 | 77 | 0.62494
OXgfR/apf8dPyb+z | optional | Secondary |  | Landrat-Christians-Straße | 13.8487 | Hard (default) |  | TRUE | 300 | 14953.4704 | 5097.5458 | 0.62 | 37890.1028 | 37890.1028 | 37890.1028 | 77 | 0.62494
uWXRDlgXBNNSxUta | optional | Connector |  |  | 6.2599 | Hard (default) |  | TRUE | 25 | 29.6065 | 769.5159 | 1 | 3981.3074 | 3981.3074 | 3981.3074 | 1 | 1
a/g3CXwiUJVmvVG5 | optional | Residential |  | Flethestraße | 10.0534 | Hard (default) |  | TRUE | 40 | 134.3726 | 1818.2192 | 0.67 | 7127.8457 | 7127.8457 | 7127.8457 | 7.6 | 0.67
H5iT0zHnp4JiOiPe | optional | Connector |  |  | 17.1958 | Hard (default) |  | TRUE | 25 | 29.866 | 2118.868 | 1 | 10936.5148 | 10936.5148 | 10936.5148 | 1 | 1
TDzyNQWH7AmJ4imo | optional | Residential |  | Allmersstraße | 11.9613 | Hard (default) |  | TRUE | 65 | 283.5472 | 2510.6357 | 0.65 | 10155.1097 | 10155.1097 | 10155.1097 | 12.6667 | 0.65
S8KlaHFMAAjPPSV6 | optional | Residential |  | Küferstraße | 9.8187 | Hard (default) |  | TRUE | 80 | 736.5552 | 2426.015 | 0.63 | 9249.1862 | 9249.1862 | 9249.1862 | 38 | 0.63
e2DqRC/wHK8wgx4N | optional | Residential |  | Fresenbergstraße | 7.7979 | Hard (default) |  | TRUE | 32 | 64.8063 | 1185.1125 | 0.81 | 5216.7646 | 5216.7646 | 5216.7646 | 2 | 0.81
M+3IaDo87COxXEG0 | optional | Connector |  |  | 6.4845 | Hard (default) |  | TRUE | 32 | 57.1331 | 954.8105 | 1 | 4338.1496 | 4338.1496 | 4338.1496 | 1 | 1
YpZ6etFIrjrHt3X3 | optional | Secondary |  | Weserstrandstraße | 4.3389 | Hard (default) |  | TRUE | 100 | 1037.3698 | 1129.7025 | 0.63 | 4659.9324 | 4659.9324 | 4659.9324 | 38 | 0.63
fFGimq2IXSgKDZbV | optional | Connector |  |  | 15.312 | Hard (default) |  | TRUE | 25 | 29.5182 | 1880.7447 | 1 | 9738.46 | 9738.46 | 9738.46 | 1 | 1
cL1tovIXky5C+NXl | optional | Connector |  |  | 6.9808 | Hard (default) |  | TRUE | 25 | 31.6856 | 874.5099 | 1 | 4439.7971 | 4439.7971 | 4439.7971 | 1 | 1
5BUi4wuW4i7qewK4 | optional | Residential |  | Lüder-Clüver-Straße | 6.8346 | Hard (default) |  | TRUE | 65 | 433.5462 | 1542.8636 | 0.64 | 5802.5988 | 5802.5988 | 5802.5988 | 19 | 0.64
5B3v0Z18dDapQO+f | optional | Connector |  |  | 5.3341 | Hard (default) |  | TRUE | 25 | 29.5976 | 655.6511 | 1 | 3392.4736 | 3392.4736 | 3392.4736 | 1 | 1
1vinbKS0t1NMKR/B | optional | Connector |  |  | 6.9486 | Hard (default) |  | TRUE | 25 | 28.5132 | 845.6037 | 1 | 4419.3168 | 4419.3168 | 4419.3168 | 1 | 1
n85IXn1EwxRfvmff | optional | Connector |  |  | 7.6998 | Hard (default) |  | TRUE | 32 | 53.669 | 1117.2986 | 1 | 5151.1873 | 5151.1873 | 5151.1873 | 1 | 1
gJ7EgIEsaxLiYimT | optional | Connector |  |  | 11.4268 | Hard (default) |  | TRUE | 25 | 32.3181 | 1439.6244 | 1 | 7267.4219 | 7267.4219 | 7267.4219 | 1 | 1
2pKyT75mHKeKxoio | optional | Residential |  | Kapitän-Dallmann-Straße | 40.6845 | Hard (default) |  | TRUE | 40 | 118.2252 | 7133.8879 | 0.75 | 28845.336 | 28845.336 | 28845.336 | 2.9231 | 0.75
cTrCTLdNwicl8BH6 | optional | Living street |  | Flethepad | 0.95846 | Hard (default) |  | TRUE | 40 | 140.6519 | 175.3972 | 0.68 | 679.5471 | 679.5471 | 679.5471 | 6.3333 | 0.68
2l8frEJ/0rXzSC1S | optional | Connector |  |  | 7.9863 | Hard (default) |  | TRUE | 20 | 24.1381 | 935.0427 | 1 | 4911.5901 | 4911.5901 | 4911.5901 | 1 | 1
PSmrVEmnE8UexD5G | optional | Connector |  |  | 7.3157 | Hard (default) |  | TRUE | 25 | 31.0616 | 911.3118 | 1 | 4652.7862 | 4652.7862 | 4652.7862 | 1 | 1
687ZtcUGHRlgJ5lN | optional | Residential |  | Flethestraße | 6.8167 | Hard (default) | [9 empty] | -0.6129 | 0
uOEmSABm8fS/7/sY | optional | Residential |  | Lüder-Clüver-Straße | 3.7598 | Hard (default) |  | TRUE | 65 | 325.9498 | 806.0152 | 0.65 | 3192.0815 | 3192.0815 | 3192.0815 | 12.6667 | 0.65
v39U8FDKVfNp1ulg | optional | Residential |  | Besanstraße | 12.0278 | Hard (default) |  | TRUE | 25 | 34.101 | 1539.5425 | 1 | 7649.6776 | 7649.6776 | 7649.6776 | 1 | 1
8YjJlEwB7Tz+MlvK | optional | Residential |  | Küferstraße | 1.0318 | Hard (default) |  | TRUE | 80 | 602.2424 | 246.7172 | 0.63 | 971.9417 | 971.9417 | 971.9417 | 38 | 0.63
YER8ytmIQUgfydCW | optional | Secondary |  | Landrat-Christians-Straße | 8.9485 | Hard (default) |  | TRUE | 250 | 12875.089 | 3234.8954 | 0.62 | 20357.9128 | 20357.9128 | 20357.9128 | 77 | 0.62494
yrfTj0w8NGyFgqch | optional | Secondary |  | Weserstrandstraße | 59.735 | Hard (default) | [9 empty] | -0.6129 | 0
M1cVe4tb6053qb++ | optional | Footway |  |  | 9.9584 | Hard (default) |  | TRUE | 40 | 119.2602 | 1749.6842 | 0.81 | 7060.4946 | 7060.4946 | 7060.4946 | 2 | 0.81
AX8rbCZp1TgRIn04 | optional | Service |  |  | 34.6042 | Hard (default) |  | TRUE | 125 | 1539.7863 | 9586.5864 | 0.93608 | 43289.8379 | 43289.8379 | 43289.8379 | 1.2022 | 0.93608
6UwNHE9gfudSDWrR | optional | Residential |  | Dilichplatz | 6.5376 | Hard (default) |  | TRUE | 20 | 24.2034 | 765.427 | 1 | 4020.6332 | 4020.6332 | 4020.6332 | 1 | 1
kDVu9ewHago2cTDL | optional | Connector |  |  | 7.2017 | Hard (default) |  | TRUE | 25 | 29.7679 | 886.6041 | 1 | 4580.3105 | 4580.3105 | 4580.3105 | 1 | 1
OEK/7phHC2gTkXP5 | optional | Residential |  | Besanstraße | 14.2095 | Hard (default) |  | TRUE | 25 | 29.6187 | 1746.9332 | 1 | 9037.2433 | 9037.2433 | 9037.2433 | 1 | 1
OniNbDWGrS3QXlG7 | optional | Residential |  | Johann-Hoppe-Straße | 4.377 | Hard (default) |  | TRUE | 125 | 2301.7661 | 1279.5045 | 0.62 | 5475.681 | 5475.681 | 5475.681 | 77 | 0.62494
aVhHK4bO+bHpFiFh | optional | Service |  | Hootjeweg | 3.0919 | Hard (default) |  | TRUE | 125 | 1772.709 | 871.0195 | 0.62 | 3867.9939 | 3867.9939 | 3867.9939 | 77 | 0.62494
z8TOUVBnSDglgBRo | optional | Living street |  | An der Wollkämmerei | 1.6893 | Hard (default) |  | TRUE | 300 | 17053.7688 | 629.827 | 0.62 | 4621.9557 | 4621.9557 | 4621.9557 | 77 | 0.62494
fUcH6LeiaDeYbZ2L | optional | Residential |  | Küferstraße | 10.9548 | Hard (default) |  | TRUE | 65 | 498.6107 | 2548.262 | 0.64 | 9300.66 | 9300.66 | 9300.66 | 19 | 0.64
NFcmntdHbpQujgnn | optional | Secondary |  | Bürgermeister-Dehnkamp-Straße | 8.3847 | Hard (default) |  | TRUE | 25 | 41.5692 | 1143.8874 | 1 | 5332.6806 | 5332.6806 | 5332.6806 | 1 | 1
IZklf0NbcUKlKaAr | optional | Residential |  | Lüder-Clüver-Straße | 6.7467 | Hard (default) |  | TRUE | 50 | 174.0306 | 1285.7346 | 1 | 5147.7283 | 5147.7283 | 5147.7283 | 1 | 1
vdJZOBybhLYWrvNM | optional | Connector |  |  | 14.9527 | Hard (default) |  | TRUE | 32 | 44.3762 | 2083.9977 | 1 | 10003.359 | 10003.359 | 10003.359 | 1 | 1
ltJj5WcPhfjQAw5s | optional | Residential |  | Wigmodistraße | 17.7931 | Hard (default) |  | TRUE | 65 | 408.4057 | 3969.3997 | 0.65 | 15106.3394 | 15106.3394 | 15106.3394 | 12.6667 | 0.65
BtSr6l5r8ezjLfx2 | optional | Connector |  |  | 11.35 | Hard (default) |  | TRUE | 25 | 29.1318 | 1389.1455 | 1 | 7218.5886 | 7218.5886 | 7218.5886 | 1 | 1
Gw7gKXBFTrno2pIF | optional | Residential |  | Langenfeld | 34.9734 | Hard (default) | [9 empty] | -0.6129 | 0
QzGNoMjCmTNwaopb | optional | Residential |  | Richard-Jung-Straße | 7.9269 | Hard (default) |  | TRUE | 100 | 1481.3112 | 2186.2114 | 0.62 | 8513.4398 | 8513.4398 | 8513.4398 | 77 | 0.62494
qzVdOyDfnW38oyri | optional | Tertiary |  | Fresenbergstraße | 23.1318 | Hard (default) |  | TRUE | 25 | 43.6518 | 3210.1137 | 1 | 14711.8079 | 14711.8079 | 14711.8079 | 1 | 1
yRyCyt9thVTacDti | optional | Residential |  | Küferstraße | 2.4684 | Hard (default) |  | TRUE | 80 | 509.2187 | 576.6176 | 0.63 | 2325.2274 | 2325.2274 | 2325.2274 | 38 | 0.63
uScUDOoDXHmgcIkV | optional | Residential |  | Eichsfelder Straße | 14.008 | Hard (default) |  | TRUE | 65 | 364.9603 | 3060.7161 | 0.62 | 11892.82 | 11892.82 | 11892.82 | 77 | 0.62494
T2CS8o4caUxCpldM | optional | Residential |  | Zepperstraße | 159.3859 | Hard (default) | [9 empty] | -0.6129 | 0
N3Z+sUI44ukl6l28 | optional | Secondary |  | Landrat-Christians-Straße | 15.3944 | Hard (default) |  | TRUE | 80 | 635.7209 | 3711.6166 | 0.65 | 14501.5003 | 14501.5003 | 14501.5003 | 12.6667 | 0.65
5qybXx81q2QFE6a1 | optional | Residential |  | Richard-Jung-Straße | 0.049288 | Hard (default) |  | TRUE | 32 | 52.3883 | 7.1131 | 0.81 | 32.9736 | 32.9736 | 32.9736 | 2 | 0.81
egd+02kcgApBo19a | optional | Service |  |  | 0.5991 | Hard (default) |  | TRUE | 25 | 36.4018 | 78.2394 | 1 | 381.0276 | 381.0276 | 381.0276 | 1 | 1
doXYnn0dDYYSf8sz | optional | Connector |  |  | 7.6011 | Hard (default) |  | TRUE | 25 | 33.392 | 966.8459 | 1 | 4834.278 | 4834.278 | 4834.278 | 1 | 1
3oB29MN1aV2IL5jT | optional | Residential |  | Richard-Jung-Straße | 0.07469 | Hard (default) |  | TRUE | 40 | 93.8704 | 12.4759 | 0.72 | 52.9554 | 52.9554 | 52.9554 | 3.8 | 0.72
4s0swAZ6zHp+Al1h | optional | Unclassified |  | Marschgehren | 130.1653 | Hard (default) | [9 empty] | -0.6129 | 0
d1T9Ugi32pWCdvAQ | optional | Connector |  |  | 9.124 | Hard (default) |  | TRUE | 65 | 423.0775 | 2049.5913 | 1 | 7746.3121 | 7746.3121 | 7746.3121 | 1 | 1
6V94FFgbGSx5rbk3 | optional | Residential |  | George-Albrecht-Straße | 51.7404 | Hard (default) | [9 empty] | -0.6129 | 0
kuSJd9k+UrUMVVzI | optional | Residential |  | Mühlenstraße | 10.8703 | Hard (default) |  | TRUE | 250 | 9053.7804 | 3776.67 | 0.62 | 24730.0417 | 24730.0417 | 24730.0417 | 77 | 0.62494
a1b8/QvxbAG/1cOG | optional | Connector |  |  | 3.822 | Hard (default) |  | TRUE | 25 | 28.542 | 465.2388 | 1 | 2430.7949 | 2430.7949 | 2430.7949 | 1 | 1
2dIMOlq0dZKfw+cK | optional | Connector |  |  | 2.5657 | Hard (default) |  | TRUE | 25 | 30.1826 | 317.058 | 1 | 1631.7605 | 1631.7605 | 1631.7605 | 1 | 1
jJR1HTwCUFV4qgIL | optional | Connector |  |  | 7.9612 | Hard (default) |  | TRUE | 25 | 28.88 | 972.1249 | 1 | 5063.3277 | 5063.3277 | 5063.3277 | 1 | 1
rNeitcdS51WsorHY | optional | Connector |  |  | 4.6295 | Hard (default) |  | TRUE | 32 | 77.5215 | 739.9091 | 1 | 3097.1253 | 3097.1253 | 3097.1253 | 1 | 1
DchHtR3s7Tr4p0qq | optional | Residential |  | Kapitän-Dallmann-Straße | 31.2741 | Hard (default) |  | TRUE | 50 | 153.7698 | 5836.614 | 0.67 | 23862.1101 | 23862.1101 | 23862.1101 | 7.6 | 0.67
8Yu6ss/Zg4+NA8ec | optional | Connector |  |  | 7.3979 | Hard (default) |  | TRUE | 25 | 30.1236 | 913.7254 | 1 | 4705.086 | 4705.086 | 4705.086 | 1 | 1
qHR5rcFGUru/x/C0 | optional | Service |  |  | 20.6701 | Hard (default) |  | TRUE | 25 | 41.5692 | 2819.9232 | 1 | 13146.1804 | 13146.1804 | 13146.1804 | 1 | 1
GjzSpsNnpHXOS56X | optional | Residential |  | Küferstraße | 13.3099 | Hard (default) |  | TRUE | 40 | 120.3811 | 2343.643 | 0.7 | 9436.751 | 9436.751 | 9436.751 | 4.75 | 0.7
lfveb3tvnJJo7Gpu | optional | Connector |  |  | 4.2524 | Hard (default) |  | TRUE | 25 | 28.5336 | 517.5925 | 1 | 2704.5455 | 2704.5455 | 2704.5455 | 1 | 1
japNMKAF8p4WaCBf | optional | Connector |  |  | 16.954 | Hard (default) |  | TRUE | 25 | 30.0596 | 2092.7785 | 1 | 10782.7357 | 10782.7357 | 10782.7357 | 1 | 1
GEeTGALbDmBAOmFq | optional | Connector |  |  | 7.3379 | Hard (default) |  | TRUE | 25 | 29.7594 | 903.2926 | 1 | 4666.8891 | 4666.8891 | 4666.8891 | 1 | 1
DKo4m2DWoEOOIpHA | optional | Connector |  |  | 10.3231 | Hard (default) |  | TRUE | 40 | 117.4634 | 1807.4365 | 1 | 7319.0839 | 7319.0839 | 7319.0839 | 1 | 1
yAxfkRWFItYKMZhG | optional | Connector |  |  | 7.0684 | Hard (default) |  | TRUE | 25 | 30.395 | 875.1891 | 1 | 4495.5039 | 4495.5039 | 4495.5039 | 1 | 1
5n8WtRNb2xsYForz | optional | Tertiary |  | Fresenbergstraße | 14.8712 | Hard (default) |  | TRUE | 65 | 431.7061 | 3354.1612 | 0.65 | 12625.6293 | 12625.6293 | 12625.6293 | 12.6667 | 0.65
5KeSTYdqHg8qlXb+ | optional | Residential |  | Eichsfelder Straße | 10.5113 | Hard (default) |  | TRUE | 50 | 204.1521 | 2064.8141 | 0.68102 | 8020.1517 | 8020.1517 | 8020.1517 | 6.2277 | 0.68102
pzW7jgNFzXbtVbr0 | optional | Connector |  |  | 5.9539 | Hard (default) |  | TRUE | 25 | 30.004 | 734.5637 | 1 | 3786.6572 | 3786.6572 | 3786.6572 | 1 | 1
R2mWHiUk8MUbyJLb | optional | Residential |  | Richard-Jung-Straße | 9.5657 | Hard (default) |  | TRUE | 125 | 1534.3519 | 2648.9888 | 0.62 | 11966.6619 | 11966.6619 | 11966.6619 | 77 | 0.62494
chp61MAnicXdix02 | optional | Connector |  |  | 6.9209 | Hard (default) |  | TRUE | 25 | 35.4052 | 896.0495 | 1 | 4401.6844 | 4401.6844 | 4401.6844 | 1 | 1
9BBmg0juMfJowoGp | optional | Service |  |  | 64.6609 | Hard (default) |  | TRUE | 25 | 41.5692 | 8821.3803 | 1 | 41124.3324 | 41124.3324 | 41124.3324 | 1 | 1
7pv869Ijsn8Fu4gC | optional | Connector |  |  | 6.5382 | Hard (default) |  | TRUE | 25 | 29.7332 | 804.6634 | 1 | 4158.3167 | 4158.3167 | 4158.3167 | 1 | 1
snP/dxVRmk5OuwIA | optional | Residential |  | Lüder-Clüver-Straße | 9.5515 | Hard (default) |  | TRUE | 100 | 1103.8441 | 2508.9734 | 0.63 | 10258.2884 | 10258.2884 | 10258.2884 | 38 | 0.63
M54opYxatMJIEhkz | optional | Living street |  | An der Wollkämmerei | 7.1323 | Hard (default) |  | TRUE | 300 | 17053.7688 | 2659.1249 | 0.62 | 19513.8617 | 19513.8617 | 19513.8617 | 77 | 0.62494
yHlrtFAISJ9xYz7o | optional | Connector |  |  | 10.1755 | Hard (default) |  | TRUE | 25 | 29.738 | 1252.3634 | 1 | 6471.6473 | 6471.6473 | 6471.6473 | 1 | 1
uZYO9rVWIiXGur5O | optional | Secondary |  | Landrat-Christians-Straße | 19.6684 | Hard (default) | [9 empty] | -0.6129 | 0
abkoasAQtHtClefK | optional | Secondary |  | Weserstrandstraße | 23.8392 | Hard (default) |  | TRUE | 25 | 41.5692 | 3252.2695 | 1 | 15161.7331 | 15161.7331 | 15161.7331 | 1 | 1
UkljgREIBAz6OW71 | optional | Residential |  | Kaffeestraße | 22.0088 | Hard (default) |  | TRUE | 100 | 1338.7768 | 5960.955 | 0.62 | 23637.4405 | 23637.4405 | 23637.4405 | 77 | 0.62494
AZPysEwAtevgBF6o | optional | Residential |  | Wigmodistraße | 6.9323 | Hard (default) |  | TRUE | 65 | 440.4025 | 1569.9343 | 0.65 | 5885.5269 | 5885.5269 | 5885.5269 | 12.6667 | 0.65
SMVnBFZ00reLOZfm | optional | Service |  |  | 29.9504 | Hard (default) | [9 empty] | -0.6129 | 0
iBa/qPLIDp9oE1id | optional | Secondary |  | Weserstrandstraße | 6.4212 | Hard (default) | [9 empty] | -0.6129 | 0
Rwz12c8akzhjL0gw | optional | Connector |  |  | 6.83 | Hard (default) |  | TRUE | 25 | 29.7768 | 840.9021 | 1 | 4343.856 | 4343.856 | 4343.856 | 1 | 1
IId0QYjr7xtUNaOi | optional | Residential |  | Kaffeestraße | 20.0882 | Hard (default) |  | TRUE | 125 | 1932.3236 | 5723.3406 | 0.62 | 25130.3707 | 25130.3707 | 25130.3707 | 77 | 0.62494
VgQo4KWGzS7pBCi0 | optional | Connector |  |  | 4.2468 | Hard (default) |  | TRUE | 25 | 28.8569 | 518.4614 | 1 | 2700.9893 | 2700.9893 | 2700.9893 | 1 | 1
sczFjrrbNeiKD2BN | optional | Secondary |  | Landrat-Christians-Straße | 11.4236 | Hard (default) |  | TRUE | 80 | 550.9228 | 2696.8105 | 0.65 | 10761.0397 | 10761.0397 | 10761.0397 | 12.6667 | 0.65
Kbp18gJULGYniIVG | optional | Residential |  | Johann-Hoppe-Straße | 3.7661 | Hard (default) |  | TRUE | 125 | 2252.9783 | 1097.2126 | 0.62 | 4711.3311 | 4711.3311 | 4711.3311 | 77 | 0.62494
fNKhVKhM738yj7Tn | optional | Connector |  |  | 29.9658 | Hard (default) |  | TRUE | 32 | 49.3049 | 4267.5524 | 0.81 | 20047.145 | 20047.145 | 20047.145 | 2 | 0.81
GgylsRxogEKqo06X | optional | Unclassified |  | Nicolaus-H.-Schilling-Straße | 75.798 | Hard (default) | [9 empty] | -0.6129 | 0
UUnSQ4maeN5A8d0Q | optional | Residential |  | Fresenbergstraße | 7.2955 | Hard (default) |  | TRUE | 100 | 1207.5225 | 1942.6505 | 0.63 | 7835.3141 | 7835.3141 | 7835.3141 | 38 | 0.63
KR2EJq7spV4/I9/2 | optional | Connector |  |  | 16.4015 | Hard (default) |  | TRUE | 32 | 58.5522 | 2429.3969 | 1 | 10972.6256 | 10972.6256 | 10972.6256 | 1 | 1
MTWBN5GlySiZ4dn6 | optional | Service |  |  | 45.632 | Hard (default) | [9 empty] | -0.6129 | 0
E8XWL+toVpFSBPIJ | optional | Residential |  | Lüder-Clüver-Straße | 6.9055 | Hard (default) |  | TRUE | 65 | 381.2431 | 1520.7188 | 0.64 | 5862.8035 | 5862.8035 | 5862.8035 | 19 | 0.64
6bS788Bl+ndXroQy | optional | Residential |  | Heimstättenweg | 9.741 | Hard (default) |  | TRUE | 50 | 183.8226 | 1874.9291 | 0.66 | 7432.3517 | 7432.3517 | 7432.3517 | 9.5 | 0.66
OdEH38laAqcDijk5 | optional | Residential |  | Küferstraße | 5.1703 | Hard (default) |  | TRUE | 40 | 137.9929 | 941.4717 | 0.68 | 3665.7501 | 3665.7501 | 3665.7501 | 6.3333 | 0.68
5anec7bsbNPmrWI5 | optional | Service |  |  | 11.4735 | Hard (default) |  | TRUE | 40 | 103.9556 | 1955.9704 | 0.72 | 8134.7179 | 8134.7179 | 8134.7179 | 3.8 | 0.72
1JzC4PmMEuwz3uNB | optional | Connector |  |  | 3.8334 | Hard (default) |  | TRUE | 25 | 29.406 | 470.3613 | 1 | 2438.0353 | 2438.0353 | 2438.0353 | 1 | 1
uBAdN0B8n8D4ea/K | optional | Connector |  |  | 6.1125 | Hard (default) |  | TRUE | 25 | 29.8143 | 752.8327 | 1 | 3887.5799 | 3887.5799 | 3887.5799 | 1 | 1
V6dBSpiU/msubuq5 | optional | Connector |  |  | 4.8925 | Hard (default) |  | TRUE | 25 | 31.8737 | 613.9401 | 1 | 3111.6395 | 3111.6395 | 3111.6395 | 1 | 1
CvoXCzdpw1e0mb+F | optional | Connector |  |  | 26.7765 | Hard (default) |  | TRUE | 25 | 29.3094 | 3282.5892 | 1 | 17029.84 | 17029.84 | 17029.84 | 1 | 1
P/4AvZ/V758qK6qV | optional | Residential |  | Besanstraße | 35.3238 | Hard (default) | [9 empty] | -0.6129 | 0
foWoDNcbmRamc0uK | optional | Residential |  | Kleine Straße | 15.8156 | Hard (default) |  | TRUE | 80 | 831.3042 | 3996.6178 | 0.63 | 14898.3131 | 14898.3131 | 14898.3131 | 38 | 0.63
rt8qE2+9DehGUZQL | optional | Connector |  |  | 7.7166 | Hard (default) |  | TRUE | 32 | 48.2405 | 1093.8822 | 1 | 5162.4007 | 5162.4007 | 5162.4007 | 1 | 1
hMtqZUC+X1f3qeAe | optional | Connector |  |  | 8.3398 | Hard (default) |  | TRUE | 40 | 122.6172 | 1474.8605 | 1 | 5912.948 | 5912.948 | 5912.948 | 1 | 1
K58QNKdJjDLdULNJ | optional | Connector |  |  | 4.9993 | Hard (default) |  | TRUE | 32 | 51.5234 | 718.8115 | 1 | 3344.5205 | 3344.5205 | 3344.5205 | 1 | 1
M/7bzcEyRJdzbIwD | optional | Connector |  |  | 9.3568 | Hard (default) |  | TRUE | 25 | 30.3638 | 1158.2009 | 1 | 5950.9134 | 5950.9134 | 5950.9134 | 1 | 1
Wjr0WpzMU29EJPKw | optional | Secondary |  | Weserstrandstraße | 11.1585 | Hard (default) |  | TRUE | 80 | 671.5934 | 2714.0707 | 0.63 | 10511.2863 | 10511.2863 | 10511.2863 | 38 | 0.63
sFzD9SPsY1G/KXG3 | optional | Connector |  |  | 4.0156 | Hard (default) |  | TRUE | 25 | 36.5435 | 525.0615 | 1 | 2553.936 | 2553.936 | 2553.936 | 1 | 1
LjHWqHJQAkisehL1 | optional | Connector |  |  | 7.5675 | Hard (default) |  | TRUE | 32 | 78.1322 | 1212.338 | 1 | 5062.6891 | 5062.6891 | 5062.6891 | 1 | 1
dB3k0AM1YDbCs9zA | optional | Living street |  | An der Wollkämmerei | 46.3466 | Hard (default) |  | TRUE | 300 | 18141.6268 | 17393.2712 | 0.62 | 126804.1882 | 126804.1882 | 126804.1882 | 77 | 0.62494
UKvIX4LJubLUt7bL | optional | Residential |  | Emmalene-Bulling-Straße | 41.2926 | Hard (default) | [9 empty] | -0.6129 | 0
D7Q+3GEJ8J76mSg7 | optional | Connector |  |  | 7.2581 | Hard (default) |  | TRUE | 25 | 28.4588 | 882.825 | 1 | 4616.1758 | 4616.1758 | 4616.1758 | 1 | 1
h5DyN7yp1/8lFLta | optional | Residential |  | Küferstraße | 6.5271 | Hard (default) |  | TRUE | 40 | 104.4913 | 1113.9127 | 0.7 | 4627.7079 | 4627.7079 | 4627.7079 | 4.75 | 0.7
BPYcMgB5m+zumvE4 | optional | Connector |  |  | 9.5058 | Hard (default) |  | TRUE | 25 | 28.6279 | 1158.0235 | 1 | 6045.6678 | 6045.6678 | 6045.6678 | 1 | 1
nKmNIBBQz1WkUJgI | optional | Connector |  |  | 6.9022 | Hard (default) |  | TRUE | 25 | 29.2405 | 845.6182 | 1 | 4389.7939 | 4389.7939 | 4389.7939 | 1 | 1
wnuQ8dv1VRPs+cEF | optional | Residential |  | Richard-Jung-Straße | 29.011 | Hard (default) |  | TRUE | 50 | 155.6142 | 5424.6734 | 0.67 | 22135.364 | 22135.364 | 22135.364 | 7.6 | 0.67
QQvgAuVAKml1why+ | optional | Secondary |  | Landrat-Christians-Straße | 19.5192 | Hard (default) |  | TRUE | 250 | 12748.9861 | 7047.1251 | 0.62 | 44406.1588 | 44406.1588 | 44406.1588 | 77 | 0.62494
4EHdmkxMkIBFMLay | optional | Residential |  | Lüder-Clüver-Straße | 7.1083 | Hard (default) |  | TRUE | 100 | 1122.2651 | 1871.7512 | 0.63 | 7634.3093 | 7634.3093 | 7634.3093 | 38 | 0.63
/g6RO7VL5xb4+GdP | optional | Connector |  |  | 6.3265 | Hard (default) |  | TRUE | 25 | 30.8805 | 786.799 | 1 | 4023.6746 | 4023.6746 | 4023.6746 | 1 | 1
uyVuq/mrjXARxP4N | optional | Residential |  | Kaffeestraße | 17.527 | Hard (default) |  | TRUE | 100 | 1389.5621 | 4778.03 | 0.62 | 18824.0206 | 18824.0206 | 18824.0206 | 77 | 0.62494
mGqoPf9jN0RCfbtu | optional | Residential |  | Langenfeld | 101.2807 | Hard (default) | [9 empty] | -0.6129 | 0
XOSv7w28b9b8myiV | optional | Residential |  | Allmersstraße | 6.7567 | Hard (default) |  | TRUE | 65 | 378.4802 | 1485.9784 | 0.64 | 5736.4719 | 5736.4719 | 5736.4719 | 19 | 0.64
o/TTqhi18renctI0 | optional | Footway |  |  | 0.97525 | Hard (default) |  | TRUE | 80 | 516.5139 | 228.2405 | 0.66 | 918.6852 | 918.6852 | 918.6852 | 9.5 | 0.66
lX3DsLX8F6TtdhMp | optional | Service |  |  | 7.2446 | Hard (default) |  | TRUE | 32 | 71.5503 | 1131.1787 | 1 | 4846.6424 | 4846.6424 | 4846.6424 | 1 | 1
CQBgMr9uekLaGAke | optional | Residential |  | Fresenbergstraße | 13.9097 | Hard (default) |  | TRUE | 200 | 4187.8069 | 4407.8632 | 0.62 | 25607.7549 | 25607.7549 | 25607.7549 | 77 | 0.62494
H9zFXBmeU0pW/87H | optional | Secondary |  | Weserstrandstraße | 18.6741 | Hard (default) |  | TRUE | 100 | 1134.0909 | 4924.9178 | 0.63 | 20055.9509 | 20055.9509 | 20055.9509 | 38 | 0.63
YOFwzKnoChQnWGR/ | optional | Service |  |  | 37.1328 | Hard (default) |  | TRUE | 65 | 306.1842 | 7882.8704 | 0.75 | 31525.7642 | 31525.7642 | 31525.7642 | 2.9231 | 0.75
JgDdhpdgFPHqrzTK | optional | Residential |  | Leverkenbarg | 3.7051 | Hard (default) |  | TRUE | 125 | 1574.2199 | 1028.9933 | 0.62 | 4635.0346 | 4635.0346 | 4635.0346 | 77 | 0.62494
uYElwE1OyxzjiYLw | optional | Connector |  |  | 7.8067 | Hard (default) |  | TRUE | 20 | 24.1977 | 914.009 | 1 | 4801.1045 | 4801.1045 | 4801.1045 | 1 | 1
yvz2AWMfHlm8uUqp | optional | Residential |  | Allmersstraße | 3.387 | Hard (default) |  | TRUE | 50 | 225.1585 | 679.193 | 0.65 | 2584.3176 | 2584.3176 | 2584.3176 | 12.6667 | 0.65
IuBPofxPNCVP2yPh | optional | Connector |  |  | 5.1232 | Hard (default) |  | TRUE | 20 | 24.2005 | 599.829 | 1 | 3150.7805 | 3150.7805 | 3150.7805 | 1 | 1
hh7sHvXsG1jOlQ5a | optional | Connector |  |  | 6.8732 | Hard (default) |  | TRUE | 25 | 29.8069 | 846.4593 | 1 | 4371.3555 | 4371.3555 | 4371.3555 | 1 | 1
wOxmKlHpLcIUWm7i | optional | Residential |  | Cord-Steding-Straße | 27.0579 | Hard (default) |  | TRUE | 80 | 567.6204 | 6414.4352 | 0.63 | 25488.5069 | 25488.5069 | 25488.5069 | 38 | 0.63
4dQyhT1iLkoJYm4h | optional | Secondary |  | Landrat-Christians-Straße | 4.6575 | Hard (default) |  | TRUE | 300 | 15055.282 | 1715.4284 | 0.62 | 12742.8352 | 12742.8352 | 12742.8352 | 77 | 0.62494
/k1NB2f9/mKBBdQx | optional | Connector |  |  | 13.6755 | Hard (default) |  | TRUE | 50 | 187.5082 | 2642.0538 | 0.81 | 10434.3897 | 10434.3897 | 10434.3897 | 2 | 0.81
11E48lNatFQWHh5R | optional | Connector |  |  | 9.3526 | Hard (default) |  | TRUE | 25 | 39.1316 | 1250.2112 | 0.81 | 5948.272 | 5948.272 | 5948.272 | 2 | 0.81
UYLpNf+t407nFIWu | optional | Connector |  |  | 7.1764 | Hard (default) |  | TRUE | 80 | 667.4903 | 1743.7609 | 1 | 6760.15 | 6760.15 | 6760.15 | 1 | 1
D7kkxT6agyIB7aQD | optional | Residential |  | Cord-Steding-Straße | 26.4225 | Hard (default) |  | TRUE | 25 | 41.8281 | 3612.4102 | 1 | 16804.6896 | 16804.6896 | 16804.6896 | 1 | 1
mh6ruuBGBiVNTaq0 | optional | Secondary |  | Landrat-Christians-Straße | 16.3517 | Hard (default) |  | TRUE | 32 | 60.1859 | 2438.4935 | 1 | 10939.2619 | 10939.2619 | 10939.2619 | 1 | 1
6aITcFMsQgXtxNd0 | optional | Residential |  | Cord-Steding-Straße | 17.7278 | Hard (default) |  | TRUE | 65 | 427.7571 | 3991.0747 | 0.64 | 15050.9158 | 15050.9158 | 15050.9158 | 19 | 0.64
j6vGxX8VkoTCdBZH | optional | Secondary |  | Landrat-Christians-Straße | 11.3939 | Hard (default) |  | TRUE | 300 | 14991.6439 | 4194.9553 | 0.62 | 31173.839 | 31173.839 | 31173.839 | 77 | 0.62494
BYR4RKuAN4vwMEfM | optional | Unclassified |  | Nicolaus-H.-Schilling-Straße | 20.3496 | Hard (default) |  | TRUE | 65 | 392.9233 | 4506.4363 | 0.72 | 17276.796 | 17276.796 | 17276.796 | 3.8 | 0.72
G5ywSyKvUSZaO0vF | optional | Residential |  | Cord-Steding-Straße | 19.5878 | Hard (default) |  | TRUE | 65 | 322.444 | 4191.9159 | 0.65 | 16630.0736 | 16630.0736 | 16630.0736 | 12.6667 | 0.65
hepYZywYmC+sP8Mf | optional | Connector |  |  | 2.5792 | Hard (default) |  | TRUE | 32 | 71.5503 | 402.7217 | 1 | 1725.4993 | 1725.4993 | 1725.4993 | 1 | 1
7bZ8s3Xnp7Sxv9Tx | optional | Residential |  | Wigmodistraße | 4.6915 | Hard (default) |  | TRUE | 65 | 392.6715 | 1038.8167 | 0.65 | 3983.0988 | 3983.0988 | 3983.0988 | 12.6667 | 0.65
ejdF27uIe9P4mwnB | optional | Connector |  |  | 9.3654 | Hard (default) |  | TRUE | 32 | 54.4041 | 1363.2391 | 1 | 6265.4854 | 6265.4854 | 6265.4854 | 1 | 1
dMoLNM1Fd0sA8jbu | optional | Connector |  |  | 5.2598 | Hard (default) |  | TRUE | 25 | 24.908 | 618.6949 | 1 | 3345.2621 | 3345.2621 | 3345.2621 | 1 | 1
UfC3FVbVgJf5E8Cx | optional | Connector |  |  | 6.1606 | Hard (default) |  | TRUE | 25 | 29.8283 | 758.846 | 1 | 3918.1295 | 3918.1295 | 3918.1295 | 1 | 1
bxhQHXgS44WjzSgU | optional | Secondary |  | Lüssumer Straße | 65.7745 | Hard (default) | [9 empty] | -0.6129 | 0
cPum/7SCc1A6uivI | optional | Residential |  | Allmersstraße | 6.7658 | Hard (default) |  | TRUE | 65 | 346.911 | 1465.4169 | 0.64 | 5744.1965 | 5744.1965 | 5744.1965 | 19 | 0.64
6yx9EcO2eLE3bdB8 | optional | Connector |  |  | 16.7422 | Hard (default) |  | TRUE | 32 | 57.7124 | 2471.1734 | 1 | 11200.499 | 11200.499 | 11200.499 | 1 | 1
MimP2b/n11wCnP0V | optional | Path |  |  | 33.2677 | Hard (default) |  | TRUE | 32 | 57.3579 | 4903.1025 | 1 | 22256.1094 | 22256.1094 | 22256.1094 | 1 | 1
oqld6fWc1Xmb4djx | optional | Connector |  |  | 6.6505 | Hard (default) |  | TRUE | 25 | 28.8071 | 811.5344 | 1 | 4229.7377 | 4229.7377 | 4229.7377 | 1 | 1
ivldXT7Cexh8kx2h | optional | Connector |  |  | 6.774 | Hard (default) |  | TRUE | 25 | 25.9725 | 804.9371 | 1 | 4308.2748 | 4308.2748 | 4308.2748 | 1 | 1
doD8Lor5FFxdP+9m | optional | Living street |  | An der Wollkämmerei | 91.7847 | Hard (default) | [9 empty] | -0.6129 | 0
7bupfZmJqS/D82yc | optional | Connector |  |  | 14.8218 | Hard (default) |  | TRUE | 25 | 30.7081 | 1840.4282 | 1 | 9426.6623 | 9426.6623 | 9426.6623 | 1 | 1
HUYRPrZVZU4jMMUZ | optional | Connector |  |  | 5.9441 | Hard (default) |  | TRUE | 40 | 86.0248 | 976.9578 | 1 | 4214.3449 | 4214.3449 | 4214.3449 | 1 | 1
AWuILI5nBbF8KFQ3 | optional | Residential |  | Besanstraße | 15.7619 | Hard (default) |  | TRUE | 65 | 276.9508 | 3297.3989 | 0.65 | 13381.8612 | 13381.8612 | 13381.8612 | 12.6667 | 0.65
4G8/82JWoZDnFPjC | optional | Residential |  | Kaffeestraße | 1.914 | Hard (default) |  | TRUE | 125 | 1864.177 | 542.6917 | 0.62 | 2394.3706 | 2394.3706 | 2394.3706 | 77 | 0.62494
lV6U6+1stLf5EUlY | optional | Residential |  | Küferstraße | 3.5212 | Hard (default) |  | TRUE | 50 | 195.9104 | 686.0494 | 0.66 | 2686.6994 | 2686.6994 | 2686.6994 | 9.5 | 0.66
O7QghvTTlz4enSUl | optional | Residential |  | Mühlenstraße | 15.3442 | Hard (default) |  | TRUE | 250 | 9979.9831 | 5383.3324 | 0.62 | 34907.9572 | 34907.9572 | 34907.9572 | 77 | 0.62494
sybND+usJ2p9ppZu | optional | Secondary |  | Weserstrandstraße | 13.8492 | Hard (default) |  | TRUE | 100 | 1001.2273 | 3588.4922 | 0.63 | 14874.0032 | 14874.0032 | 14874.0032 | 38 | 0.63
9mZBJnYXqleqHOnc | optional | Residential |  | Kaffeestraße | 21.5236 | Hard (default) |  | TRUE | 125 | 1974.3741 | 6150.4417 | 0.62 | 26925.9861 | 26925.9861 | 26925.9861 | 77 | 0.62494
9QKaiZb4ymKufnFE | optional | Connector |  |  | 7.243 | Hard (default) |  | TRUE | 25 | 32.5587 | 914.4877 | 1 | 4606.5356 | 4606.5356 | 4606.5356 | 1 | 1
/rYSIp35XZet7cF9 | optional | Residential |  | Fresenbergstraße | 3.2215 | Hard (default) |  | TRUE | 200 | 4088.7565 | 1018.6911 | 0.62 | 5930.7717 | 5930.7717 | 5930.7717 | 77 | 0.62494
b9EyKkcoyTosJHpy | optional | Connector |  |  | 2.564 | Hard (default) |  | TRUE | 50 | 204.1521 | 503.6708 | 1 | 1956.3585 | 1956.3585 | 1956.3585 | 1 | 1
ihDna5K/9icyYUAl | optional | Connector |  |  | 5.4677 | Hard (default) |  | TRUE | 25 | 32.436 | 689.5815 | 1 | 3477.4327 | 3477.4327 | 3477.4327 | 1 | 1
DBDXZ0Ef40AJW5cl | optional | Connector |  |  | 29.328 | Hard (default) |  | TRUE | 32 | 45.9387 | 4115.7955 | 0.81 | 19620.4231 | 19620.4231 | 19620.4231 | 2 | 0.81
c9UkV86JgTUXzgQ9 | optional | Residential |  | Mühlenstraße | 3.4572 | Hard (default) |  | TRUE | 250 | 9939.4261 | 1212.3893 | 0.62 | 7865.0276 | 7865.0276 | 7865.0276 | 77 | 0.62494
FFRtmYUDI6qeznME | optional | Residential |  | Besanstraße | 22.5091 | Hard (default) | [9 empty] | -0.6129 | 0
mKz5cKiuD2MdIuFi | optional | Service |  |  | 71.4745 | Hard (default) |  | TRUE | 25 | 43.8338 | 9933.5655 | 1 | 45457.8011 | 45457.8011 | 45457.8011 | 1 | 1
+CoblpUh5DlCbPnC | optional | Tertiary |  | Mühlenstraße | 2.5678 | Hard (default) |  | TRUE | 32 | 47.7956 | 363.2951 | 1 | 1717.8401 | 1717.8401 | 1717.8401 | 1 | 1
isNEr2fESYDL0amP | optional | Residential |  | Cord-Steding-Straße | 17.2924 | Hard (default) |  | TRUE | 32 | 57.736 | 2552.6471 | 0.81 | 11568.635 | 11568.635 | 11568.635 | 2 | 0.81
zKZWsd1gn2bgQZsk | optional | Platform |  | Wätjens Park | 0.0046787 | Hard (default) | [9 empty] | -0.6129 | 0
REmERRlVXRZV1rGV | optional | Residential |  | Lüder-Clüver-Straße | 15.5627 | Hard (default) |  | TRUE | 100 | 1178.978 | 4128.6469 | 0.63 | 16714.3903 | 16714.3903 | 16714.3903 | 38 | 0.63
Vg2S5gqZOz2M05uj | optional | Service |  |  | 53.4663 | Hard (default) |  | TRUE | 65 | 278.2881 | 11192.7257 | 1 | 45392.8802 | 45392.8802 | 45392.8802 | 1 | 1
QcGmnJlfYIwp1ekt | optional | Connector |  |  | 6.8889 | Hard (default) |  | TRUE | 25 | 39.6418 | 924.8413 | 1 | 4381.3542 | 4381.3542 | 4381.3542 | 1 | 1
wouHv25oKPOIUs7Z | optional | Construction |  |  | 139.6139 | Hard (default) | [9 empty] | -0.6129 | 0
R9cuGxB+Cr3n7HfU | optional | Connector |  |  | 8.1529 | Hard (default) |  | TRUE | 20 | 24.2017 | 954.5506 | 1 | 5014.0612 | 5014.0612 | 5014.0612 | 1 | 1
xKp62CTeZ5XTsqrK | optional | Connector |  |  | 33.6324 | Hard (default) |  | TRUE | 25 | 30.7992 | 4179.6004 | 1 | 21390.181 | 21390.181 | 21390.181 | 1 | 1
khiNhjIVSkuGq4Z/ | optional | Residential |  | Johann-Hoppe-Straße | 4.6398 | Hard (default) |  | TRUE | 125 | 2322.2543 | 1358.2342 | 0.62 | 5804.4461 | 5804.4461 | 5804.4461 | 77 | 0.62494
ALnb4B//vmdqb5BY | optional | Residential |  | Richard-Jung-Straße | 4.5283 | Hard (default) |  | TRUE | 125 | 1498.9504 | 1250.8036 | 0.62 | 5664.9651 | 5664.9651 | 5664.9651 | 77 | 0.62494
kSSHs0jCoJSz83IZ | optional | Residential |  | Kapitän-Dallmann-Straße | 6.4038 | Hard (default) |  | TRUE | 50 | 214.4488 | 1270.7802 | 0.7 | 4886.1019 | 4886.1019 | 4886.1019 | 4.75 | 0.7
iRsT89+2WUS/342c | optional | Connector |  |  | 11.7973 | Hard (default) |  | TRUE | 40 | 107.9636 | 2027.311 | 1 | 8364.313 | 8364.313 | 8364.313 | 1 | 1
C/LPBozy5K/RlrUL | optional | Connector |  |  | 5.2576 | Hard (default) |  | TRUE | 32 | 60.6862 | 785.6858 | 1 | 3517.362 | 3517.362 | 3517.362 | 1 | 1
C7eJCXWSE4s7IwOW | optional | Secondary |  | Landrat-Christians-Straße | 7.4328 | Hard (default) |  | TRUE | 250 | 12748.9861 | 2683.5153 | 0.62 | 16909.6764 | 16909.6764 | 16909.6764 | 77 | 0.62494
rMn8yA0lUNy8mMjl | optional | Connector |  |  | 3.9422 | Hard (default) |  | TRUE | 32 | 50.0624 | 563.272 | 1 | 2637.3557 | 2637.3557 | 2637.3557 | 1 | 1
V7P2K6d/NmJC57pm | optional | Service |  |  | 14.1795 | Hard (default) |  | TRUE | 40 | 113.0854 | 2461.4516 | 1 | 10053.2499 | 10053.2499 | 10053.2499 | 1 | 1
TLZKL/dQerfYIIaV | optional | Tertiary |  | Mühlenstraße | 26.9669 | Hard (default) |  | TRUE | 150 | 3041.8649 | 8186.8441 | 0.62 | 38778.3806 | 38778.3806 | 38778.3806 | 77 | 0.62494
V9p1mVX7XMUxtGPe | optional | Secondary |  | Landrat-Christians-Straße | 14.1567 | Hard (default) |  | TRUE | 32 | 60.301 | 2112.1705 | 1 | 9470.8403 | 9470.8403 | 9470.8403 | 1 | 1
YS4oLmqSp25ojlEq | optional | Connector |  |  | 3.9262 | Hard (default) |  | TRUE | 25 | 29.3298 | 481.4091 | 1 | 2497.0492 | 2497.0492 | 2497.0492 | 1 | 1
r3tJLspMR923Vwl0 | optional | Connector |  |  | 12.5288 | Hard (default) |  | TRUE | 25 | 29.4815 | 1538.362 | 1 | 7968.2958 | 7968.2958 | 7968.2958 | 1 | 1
DJLsQh8f6o6smZz/ | optional | Tertiary |  | Fresenbergstraße | 31.6466 | Hard (default) |  | TRUE | 50 | 199.9559 | 6190.6987 | 0.67 | 24146.3344 | 24146.3344 | 24146.3344 | 7.6 | 0.67
9b8YzV97sxnr/lKE | optional | Service |  |  | 184.9675 | Hard (default) | [9 empty] | -0.6129 | 0
TqnNuh/hUV+t3XMs | optional | Service |  |  | 59.7715 | Hard (default) |  | TRUE | 50 | 246.1149 | 12229.63 | 0.81 | 45605.6194 | 45605.6194 | 45605.6194 | 2 | 0.81
SlFpGS3G9C+k6xRv | optional | Connector |  |  | 2.3908 | Hard (default) |  | TRUE | 25 | 29.0162 | 292.3027 | 1 | 1520.5492 | 1520.5492 | 1520.5492 | 1 | 1
oJf+J9nIxRiiEds0 | optional | Residential |  | Heimstättenweg | 4.822 | Hard (default) |  | TRUE | 32 | 63.1793 | 728.0042 | 0.75 | 3225.9234 | 3225.9234 | 3225.9234 | 2.9231 | 0.75
BQwAawnsnQ+EYCMg | optional | Connector |  |  | 7.0547 | Hard (default) |  | TRUE | 40 | 100.3914 | 1194.0842 | 1 | 5001.7805 | 5001.7805 | 5001.7805 | 1 | 1
xD2lDnnRG2wABgrc | optional | Tertiary |  | Mühlenstraße | 5.7175 | Hard (default) |  | TRUE | 150 | 4032.5112 | 1805.1554 | 0.62 | 8221.8311 | 8221.8311 | 8221.8311 | 77 | 0.62494
n2IQqve0CE6vN/Bp | optional | Connector |  |  | 8.8885 | Hard (default) |  | TRUE | 25 | 29.8439 | 1095.0179 | 1 | 5653.0644 | 5653.0644 | 5653.0644 | 1 | 1
o53b0DhSw/TrYT/p | optional | Connector |  |  | 6.904 | Hard (default) |  | TRUE | 25 | 35.7777 | 896.7593 | 1 | 4390.9184 | 4390.9184 | 4390.9184 | 1 | 1
iLY5vIooQPaHI4Fd | optional | Connector |  |  | 8.1699 | Hard (default) |  | TRUE | 40 | 100.3228 | 1382.6472 | 1 | 5792.4343 | 5792.4343 | 5792.4343 | 1 | 1
qttkobMb9OPeU2Jr | optional | Secondary |  | Landrat-Christians-Straße | 174.9911 | Hard (default) |  | TRUE | 65 | 377.1648 | 38460.6698 | 0.68 | 148567.4609 | 148567.4609 | 148567.4609 | 6.3333 | 0.68
fHBOpwv/1JFD3WRZ | optional | Connector |  |  | 7.5637 | Hard (default) |  | TRUE | 25 | 26.0308 | 899.2736 | 1 | 4810.5294 | 4810.5294 | 4810.5294 | 1 | 1
aNCmarTxnRuHYHFj | optional | Residential |  | Allmersstraße | 13.3426 | Hard (default) |  | TRUE | 40 | 83.6948 | 2182.3544 | 0.72 | 9459.8772 | 9459.8772 | 9459.8772 | 3.8 | 0.72
ViubWY+4lFGhC3F2 | optional | Connector |  |  | 11.4632 | Hard (default) |  | TRUE | 32 | 58.5908 | 1698.2 | 1 | 7668.8661 | 7668.8661 | 7668.8661 | 1 | 1
dww/jMhilCa3TJAg | optional | Connector |  |  | 5.0565 | Hard (default) |  | TRUE | 25 | 28.0999 | 612.9819 | 1 | 3215.9086 | 3215.9086 | 3215.9086 | 1 | 1
pZn6nAa6PHNc5Xs1 | optional | Secondary |  | Landrat-Christians-Straße | 18.1527 | Hard (default) |  | TRUE | 80 | 550.9228 | 4285.3748 | 0.65 | 17099.8622 | 17099.8622 | 17099.8622 | 12.6667 | 0.65
OOQjzSdfjp+gTL5U | optional | Secondary |  | Weserstrandstraße | 1.9936 | Hard (default) |  | TRUE | 40 | 123.8163 | 353.3674 | 1 | 1413.4352 | 1413.4352 | 1413.4352 | 1 | 1
aHrKnGeVWOESKWfb | optional | Path |  |  | 8.8464 | Hard (default) |  | TRUE | 25 | 41.5692 | 1206.8757 | 1 | 5626.3257 | 5626.3257 | 5626.3257 | 1 | 1
etnUGu3keVyHWUFZ | optional | Connector |  |  | 14.6964 | Hard (default) |  | TRUE | 25 | 30.8313 | 1826.8959 | 1 | 9346.8811 | 9346.8811 | 9346.8811 | 1 | 1
4ny0sVmeJccExfT0 | optional | Secondary |  | Lüssumer Straße | 11.4139 | Hard (default) |  | TRUE | 50 | 175.3237 | 2178.0565 | 0.81 | 8708.8355 | 8708.8355 | 8708.8355 | 2 | 0.81
1ZlD3V7Q46oNjEUx | optional | Connector |  |  | 5.7676 | Hard (default) |  | TRUE | 25 | 31.6611 | 722.3657 | 1 | 3668.1846 | 3668.1846 | 3668.1846 | 1 | 1
7h0V4cBrl/3o32eZ | optional | Residential |  | Eichsfelder Straße | 6.8014 | Hard (default) |  | TRUE | 65 | 292.0261 | 1433.6856 | 0.62 | 5774.3831 | 5774.3831 | 5774.3831 | 77 | 0.62494
hctt26fdR/IKKiVN | optional | Residential |  | Dilichplatz | 9.3589 | Hard (default) |  | TRUE | 50 | 177.9931 | 1790.7728 | 0.66 | 7140.856 | 7140.856 | 7140.856 | 9.5 | 0.66
GCHvTRO7YrJaO9Pq | optional | Residential |  | Küferstraße | 2.3412 | Hard (default) |  | TRUE | 65 | 479.4997 | 539.875 | 0.64 | 1987.6886 | 1987.6886 | 1987.6886 | 19 | 0.64
J/FdfnHQGsafAtTa | optional | Service |  |  | 13.4426 | Hard (default) |  | TRUE | 50 | 187.4235 | 2596.8426 | 0.81921 | 10256.7114 | 10256.7114 | 10256.7114 | 1.9075 | 0.81921
M1A4eLqa7lx6VWFn | optional | Connector |  |  | 4.6803 | Hard (default) |  | TRUE | 32 | 51.4932 | 672.8637 | 1 | 3131.1384 | 3131.1384 | 3131.1384 | 1 | 1
9UMg2QakPpVBQbuH | optional | Residential |  | Mühlenstraße | 33.4629 | Hard (default) |  | TRUE | 250 | 9672.2135 | 11702.1707 | 0.62 | 76128.0747 | 76128.0747 | 76128.0747 | 77 | 0.62494
VvHKmpktoxb3utht | optional | Service |  |  | 33.7272 | Hard (default) | [9 empty] | -0.6129 | 0
th2IQexejD2Qm4Gx | optional | Connector |  |  | 7.5185 | Hard (default) |  | TRUE | 25 | 29.4298 | 922.7302 | 1 | 4781.7635 | 4781.7635 | 4781.7635 | 1 | 1
q27RP/XyYkGr6YfS | optional | Residential |  | Kapitän-Dallmann-Straße | 15.1223 | Hard (default) |  | TRUE | 65 | 434.351 | 3415.0253 | 0.65 | 12838.8285 | 12838.8285 | 12838.8285 | 12.6667 | 0.65
CVT3WkrvIR27PB+K | optional | Connector |  |  | 6.4178 | Hard (default) |  | TRUE | 25 | 28.6957 | 782.3235 | 1 | 4081.6956 | 4081.6956 | 4081.6956 | 1 | 1
UyocjYhT63WuHlVH | optional | Residential |  | Flethestraße | 9.0466 | Hard (default) |  | TRUE | 50 | 220.7855 | 1806.3882 | 0.65 | 6902.5817 | 6902.5817 | 6902.5817 | 12.6667 | 0.65
1g7YhrYLyKvJywUc | optional | Service |  |  | 18.4596 | Hard (default) |  | TRUE | 32 | 55.5998 | 2700.606 | 0.81 | 12349.4637 | 12349.4637 | 12349.4637 | 2 | 0.81
kVJwSRdOVcfgOZ1K | optional | Connector |  |  | 2.7403 | Hard (default) |  | TRUE | 25 | 34.6075 | 352.3151 | 1 | 1742.8012 | 1742.8012 | 1742.8012 | 1 | 1
cpKbTm1wue5tAOAw | optional | Connector |  |  | 4.5497 | Hard (default) |  | TRUE | 25 | 31.7858 | 570.4665 | 1 | 2893.5895 | 2893.5895 | 2893.5895 | 1 | 1
xC4394XcqXvk79Dc | optional | Residential |  | Allmersstraße | 14.8381 | Hard (default) |  | TRUE | 65 | 295.0461 | 3132.5101 | 0.64 | 12597.5877 | 12597.5877 | 12597.5877 | 19 | 0.64
LKzcS4wlIaujtSDb | optional | Footway |  |  | 25.5277 | Hard (default) |  | TRUE | 65 | 473.4584 | 5870.3126 | 0.67 | 21673.047 | 21673.047 | 21673.047 | 7.6 | 0.67
Au6XLzzAnbQalZsa | optional | Connector |  |  | 6.0483 | Hard (default) |  | TRUE | 25 | 27.8415 | 731.4608 | 1 | 3846.7402 | 3846.7402 | 3846.7402 | 1 | 1
GUOWXSKvQcNsj9X6 | optional | Connector |  |  | 8.6027 | Hard (default) |  | TRUE | 25 | 28.1749 | 1043.614 | 1 | 5471.3293 | 5471.3293 | 5471.3293 | 1 | 1
wRUJx3bjfCkxqhkb | optional | Service |  |  | 14.0778 | Hard (default) | [9 empty] | -0.6129 | 0
b3cJO/wct3vxZr3o | optional | Connector |  |  | 7.0233 | Hard (default) |  | TRUE | 25 | 29.5531 | 862.9288 | 1 | 4466.794 | 4466.794 | 4466.794 | 1 | 1
IaegBjrl/poc7VXL | optional | Secondary |  | Landrat-Christians-Straße | 14.2592 | Hard (default) |  | TRUE | 65 | 327.2566 | 3058.8017 | 0.66 | 12106.0506 | 12106.0506 | 12106.0506 | 9.5 | 0.66
HdG/fbXG/oDyOalM | optional | Connector |  |  | 6.4386 | Hard (default) |  | TRUE | 25 | 28.521 | 783.5896 | 1 | 4094.9214 | 4094.9214 | 4094.9214 | 1 | 1
SgNAvHtLz3fQK1ao | optional | Connector |  |  | 9.9159 | Hard (default) |  | TRUE | 25 | 28.6414 | 1208.1433 | 1 | 6306.5391 | 6306.5391 | 6306.5391 | 1 | 1
Zof/j+wS1yHAvIE/ | optional | Residential |  | Leverkenbarg | 32.1503 | Hard (default) |  | TRUE | 125 | 1646.5125 | 8975.6055 | 0.62 | 40220.0128 | 40220.0128 | 40220.0128 | 77 | 0.62494
+C+361X6nSXp1DkG | optional | Steps |  |  | 15.2558 | Hard (default) | [9 empty] | -0.6129 | 0
CTgJLnnaAZZ9ourn | optional | Connector |  |  | 6.8557 | Hard (default) |  | TRUE | 25 | 32.8053 | 867.5025 | 1 | 4360.2497 | 4360.2497 | 4360.2497 | 1 | 1
bWQ4LN/XDR5Ogqhf | optional | Residential |  | Auestraße | 2.8968 | Hard (default) |  | TRUE | 40 | 118.6416 | 508.3625 | 0.75 | 2053.8611 | 2053.8611 | 2053.8611 | 2.9231 | 0.75
W8qZOSy1gIAJVRxB | optional | Residential |  | Flethestraße | 8.3892 | Hard (default) |  | TRUE | 50 | 191.2923 | 1626.9356 | 0.66 | 6400.926 | 6400.926 | 6400.926 | 9.5 | 0.66
q6/GzniUKydMl5Y5 | optional | Service |  |  | 26.697 | Hard (default) |  | TRUE | 50 | 152.8496 | 4977.6155 | 0.68 | 20369.7797 | 20369.7797 | 20369.7797 | 6.3333 | 0.68
wEB2OyqZ/ZYkCnAZ | optional | Living street |  | Flethepad | 8.6115 | Hard (default) |  | TRUE | 40 | 88.3666 | 1422.2499 | 0.75 | 6105.5351 | 6105.5351 | 6105.5351 | 2.9231 | 0.75
9RQlbq31jMB5kwRv | optional | Tertiary |  | Fresenbergstraße | 4.1253 | Hard (default) |  | TRUE | 40 | 99.1977 | 696.5634 | 0.72 | 2924.8038 | 2924.8038 | 2924.8038 | 3.8 | 0.72
4BqXlXXEt3gs3xm/ | optional | Connector |  |  | 6.1961 | Hard (default) |  | TRUE | 25 | 29.325 | 759.6976 | 1 | 3940.6919 | 3940.6919 | 3940.6919 | 1 | 1
4pGNXW+Xw1nuyrSS | optional | Residential |  | Johann-Hoppe-Straße | 15.1689 | Hard (default) |  | TRUE | 125 | 2223.0464 | 4410.2469 | 0.62 | 18976.3102 | 18976.3102 | 18976.3102 | 77 | 0.62494
r7SXxgMde3foLwVm | optional | Residential |  | Richard-Jung-Straße | 8.4209 | Hard (default) |  | TRUE | 100 | 1325.1519 | 2276.7782 | 0.63 | 9044.0992 | 9044.0992 | 9044.0992 | 38 | 0.63
ljiO/R7wzR4Mthr3 | optional | Residential |  | Heimstättenweg | 19.997 | Hard (default) | [9 empty] | -0.6129 | 0
sUJKljEdMhf10xe6 | optional | Residential |  | Allmersstraße | 11.8555 | Hard (default) |  | TRUE | 65 | 331.028 | 2547.9055 | 0.64 | 10065.345 | 10065.345 | 10065.345 | 19 | 0.64
rYNdjRfPftD/NLoZ | optional | Service |  |  | 11.2479 | Hard (default) |  | TRUE | 25 | 36.2353 | 1466.7991 | 1 | 7153.6409 | 7153.6409 | 7153.6409 | 1 | 1
gthYa7Zm7hjQ2t/H | optional | Connector |  |  | 8.4244 | Hard (default) |  | TRUE | 25 | 29.3566 | 1033.2123 | 1 | 5357.9076 | 5357.9076 | 5357.9076 | 1 | 1
k69xcaeBhBrcFV6I | optional | Residential |  | Flethestraße | 0.26897 | Hard (default) |  | TRUE | 40 | 100.5443 | 45.5398 | 0.7 | 190.6985 | 190.6985 | 190.6985 | 4.75 | 0.7
wWnRTnXnRgGvUWSR | optional | Residential |  | Kaffeestraße | 2.07 | Hard (default) |  | TRUE | 125 | 1912.5619 | 588.9336 | 0.62 | 2589.5263 | 2589.5263 | 2589.5263 | 77 | 0.62494
XpqmNaFrMASB9EfF | optional | Residential |  | Allmersstraße | 4.5228 | Hard (default) |  | TRUE | 32 | 47.9654 | 640.3781 | 0.81 | 3025.7851 | 3025.7851 | 3025.7851 | 2 | 0.81
UBIp4Ib/syHaA5wv | optional | Residential |  | Kapitän-Dallmann-Straße | 7.7254 | Hard (default) |  | TRUE | 80 | 526.2387 | 1812.457 | 0.65 | 7277.3428 | 7277.3428 | 7277.3428 | 12.6667 | 0.65
fLNOF/O70Cd+dYTB | optional | Connector |  |  | 6.7612 | Hard (default) |  | TRUE | 25 | 29.565 | 830.8175 | 1 | 4300.1083 | 4300.1083 | 4300.1083 | 1 | 1
dmZsTlGthdbAA7tv | optional | Connector |  |  | 11.8492 | Hard (default) |  | TRUE | 25 | 41.7164 | 1618.494 | 1 | 7536.0684 | 7536.0684 | 7536.0684 | 1 | 1
BgQmzURMztN0WPz/ | optional | Service |  |  | 14.2887 | Hard (default) |  | TRUE | 100 | 1443.9319 | 3922.2412 | 1 | 15346.0917 | 15346.0917 | 15346.0917 | 1 | 1
xxp7/yypCK/vXhYY | optional | Residential |  | Kapitän-Dallmann-Straße | 38.5378 | Hard (default) |  | TRUE | 65 | 426.2464 | 8669.8943 | 0.64 | 32718.6092 | 32718.6092 | 32718.6092 | 19 | 0.64
Gvk4+mZCckPZoYep | optional | Residential |  | Mühlenstraße | 5.6868 | Hard (default) |  | TRUE | 250 | 9713.4805 | 1989.5678 | 0.62 | 12937.4441 | 12937.4441 | 12937.4441 | 77 | 0.62494
kACl3KZz3UJ5TWmy | optional | Connector |  |  | 5.0173 | Hard (default) |  | TRUE | 25 | 28.8573 | 612.5205 | 1 | 3190.9922 | 3190.9922 | 3190.9922 | 1 | 1
OgneUWN+LS/J1MXi | optional | Connector |  |  | 2.4759 | Hard (default) |  | TRUE | 25 | 29.413 | 303.8181 | 1 | 1574.686 | 1574.686 | 1574.686 | 1 | 1
MKpWBdcJVifTt4qR | optional | Residential |  | Fresenbergstraße | 8.9422 | Hard (default) |  | TRUE | 150 | 3344.1047 | 2747.8682 | 0.62 | 12858.9512 | 12858.9512 | 12858.9512 | 77 | 0.62494
90NaKGZ3Cg4z/rcg | optional | Connector |  |  | 6.4316 | Hard (default) |  | TRUE | 40 | 85.5773 | 1056.1043 | 1 | 4559.9987 | 4559.9987 | 4559.9987 | 1 | 1
UCPlf7cmt+XKSnxX | optional | Connector |  |  | 14.0078 | Hard (default) |  | TRUE | 50 | 151.0945 | 2606.9561 | 1 | 10687.9728 | 10687.9728 | 10687.9728 | 1 | 1
qfnnqyvSCZ9maF1V | optional | Residential |  | Besanstraße | 28.7881 | Hard (default) |  | TRUE | 32 | 81.8892 | 4678.649 | 0.75 | 19259.2081 | 19259.2081 | 19259.2081 | 2.9231 | 0.75
FlX9oDyIpfqITFaL | optional | Residential |  | Lüder-Clüver-Straße | 2.5615 | Hard (default) |  | TRUE | 40 | 121.2903 | 451.8344 | 1 | 1816.1255 | 1816.1255 | 1816.1255 | 1 | 1
DI6yFBMMRfIZb5VO | optional | Connector |  |  | 9.9643 | Hard (default) |  | TRUE | 40 | 104.4 | 1700.1918 | 1 | 7064.671 | 7064.671 | 7064.671 | 1 | 1
V74a63lgNJk/oLeH | optional | Residential |  | Eichsfelder Straße | 17.84 | Hard (default) |  | TRUE | 65 | 406.3463 | 3975.9788 | 0.62 | 15146.1473 | 15146.1473 | 15146.1473 | 77 | 0.62494
xccrDxYKKxKniTdq | optional | Connector |  |  | 7.9657 | Hard (default) |  | TRUE | 25 | 33.0456 | 1010.1173 | 1 | 5066.2043 | 5066.2043 | 5066.2043 | 1 | 1
QjFq5qq9nUwbh7EH | optional | Connector |  |  | 9.018 | Hard (default) |  | TRUE | 32 | 51.0416 | 1293.9536 | 1 | 6033.044 | 6033.044 | 6033.044 | 1 | 1
MDT+irqANSYImjud | optional | Connector |  |  | 10.1997 | Hard (default) |  | TRUE | 20 | 24.2063 | 1194.1907 | 1 | 6272.8419 | 6272.8419 | 6272.8419 | 1 | 1
UYOEJgZVWtu17F/L | optional | Tertiary |  | Fresenbergstraße | 13.7504 | Hard (default) |  | TRUE | 80 | 583.4891 | 3272.6548 | 0.65 | 12952.858 | 12952.858 | 12952.858 | 12.6667 | 0.65
u9LdWM4Oo+4Fv/XZ | optional | Residential |  | Cord-Steding-Straße | 1.8827 | Hard (default) |  | TRUE | 65 | 263.3522 | 391.1546 | 0.65 | 1598.4015 | 1598.4015 | 1598.4015 | 12.6667 | 0.65
k6VBzAdSqRyYK39P | optional | Residential |  | Richard-Jung-Straße | 0.0055754 | Hard (default) |  | TRUE | 100 | 1397.9121 | 1.5215 | 0.63 | 5.988 | 5.988 | 5.988 | 38 | 0.63
Z2jhGU1tDRR3J+gT | optional | Connector |  |  | 8.3283 | Hard (default) |  | TRUE | 25 | 29.2004 | 1019.9641 | 1 | 5296.8192 | 5296.8192 | 5296.8192 | 1 | 1
NTSYZtOdtY/b+gii | optional | Secondary |  | Landrat-Christians-Straße | 41.088 | Hard (default) |  | TRUE | 65 | 394.2351 | 9104.676 | 0.67 | 34883.7212 | 34883.7212 | 34883.7212 | 7.6 | 0.67
hFyjk+hLeD7PR9On | optional | Connector |  |  | 7.9607 | Hard (default) |  | TRUE | 25 | 32.3679 | 1003.396 | 1 | 5063.0252 | 5063.0252 | 5063.0252 | 1 | 1
qTXbuxx6PQzTLzyr | optional | Residential |  | Küferstraße | 10.1218 | Hard (default) |  | TRUE | 80 | 565.1441 | 2398.0219 | 0.63 | 9534.7262 | 9534.7262 | 9534.7262 | 38 | 0.63
ukQQbgqT1y01gkZA | optional | Residential |  | Küferstraße | 8.8136 | Hard (default) |  | TRUE | 40 | 122.6923 | 1558.8605 | 0.68 | 6248.8112 | 6248.8112 | 6248.8112 | 6.3333 | 0.68
63UpHvsStMb4Gn5Y | optional | Residential |  | Mühlenstraße | 14.5662 | Hard (default) |  | TRUE | 250 | 9007.3294 | 5058.2309 | 0.62 | 33138.1551 | 33138.1551 | 33138.1551 | 77 | 0.62494
1KSCruVj3W/VlCVy | optional | Service |  |  | 34.7335 | Hard (default) | [9 empty] | -0.6129 | 0
A3VQMRiIRymt4Gis | optional | Residential |  | Fresenbergstraße | 6.094 | Hard (default) |  | TRUE | 200 | 4312.2542 | 1936.2953 | 0.62 | 11219.0275 | 11219.0275 | 11219.0275 | 77 | 0.62494
QaKYvJJBIXQb3jUh | optional | Connector |  |  | 7.5412 | Hard (default) |  | TRUE | 25 | 28.5228 | 917.8001 | 1 | 4796.2077 | 4796.2077 | 4796.2077 | 1 | 1
dR6tZ8Ef4iA+/poz | optional | Connector |  |  | 10.134 | Hard (default) |  | TRUE | 25 | 28.5215 | 1233.3433 | 1 | 6445.2361 | 6445.2361 | 6445.2361 | 1 | 1
vFw43kbY5Lodv5u9 | optional | Residential |  | Fresenbergstraße | 29.3899 | Hard (default) |  | TRUE | 40 | 126.5962 | 5237.3748 | 0.7 | 20837.4745 | 20837.4745 | 20837.4745 | 4.75 | 0.7
s8a9Eu0RgmIUa3Br | optional | Residential |  | Kapitän-Dallmann-Straße | 9.6855 | Hard (default) |  | TRUE | 80 | 709.7774 | 2377.721 | 0.64 | 9123.7033 | 9123.7033 | 9123.7033 | 19 | 0.64
KpUGfNtiK83Vtm38 | optional | Residential |  | Johann-Hoppe-Straße | 2.942 | Hard (default) |  | TRUE | 125 | 1678.0429 | 823.1914 | 0.63 | 3680.4117 | 3680.4117 | 3680.4117 | 38 | 0.63
yzchavSJVsDwYGe8 | optional | Connector |  |  | 4.1464 | Hard (default) |  | TRUE | 40 | 109.0098 | 714.0172 | 1 | 2939.7964 | 2939.7964 | 2939.7964 | 1 | 1
11uYaLJZ54Xwx1fl | optional | Residential |  | George-Albrecht-Straße | 39.5798 | Hard (default) |  | TRUE | 65 | 275.1884 | 8272.7352 | 0.75 | 33603.2145 | 33603.2145 | 33603.2145 | 2.9231 | 0.75
7mqWM2bsWTdEJja0 | optional | Residential |  | Lüder-Clüver-Straße | 7.4181 | Hard (default) |  | TRUE | 100 | 1197.7407 | 1972.8001 | 0.63 | 7967.0888 | 7967.0888 | 7967.0888 | 38 | 0.63
iIdJyuAQhY1uQnYQ | optional | Connector |  |  | 10.5155 | Hard (default) |  | TRUE | 25 | 31.4012 | 1313.9398 | 1 | 6687.8714 | 6687.8714 | 6687.8714 | 1 | 1
BIOd3ZtFudAGxEdk | optional | Residential |  | Besanstraße | 4.2697 | Hard (default) |  | TRUE | 25 | 31.1384 | 532.246 | 1 | 2715.5432 | 2715.5432 | 2715.5432 | 1 | 1
yKJ1WGQnDjpqdt1A | optional | Connector |  |  | 7.549 | Hard (default) |  | TRUE | 25 | 27.4822 | 909.8833 | 1 | 4801.1554 | 4801.1554 | 4801.1554 | 1 | 1
Y9kwX2updtK++/Bf | optional | Residential |  | Dilichplatz | 10.5824 | Hard (default) | [9 empty] | -0.6129 | 0
WabFR2saVlUoFwTD | optional | Residential |  | Zum Donaufleet | 3.1306 | Hard (default) |  | TRUE | 80 | 561.3858 | 740.9896 | 0.63 | 2949.0079 | 2949.0079 | 2949.0079 | 38 | 0.63
dKnwXyI+g4tG5z+U | optional | Connector |  |  | 6.8035 | Hard (default) |  | TRUE | 25 | 29.6195 | 836.4355 | 1 | 4327.0209 | 4327.0209 | 4327.0209 | 1 | 1
roope7hOelv0xJWN | optional | Connector |  |  | 6.6109 | Hard (default) |  | TRUE | 32 | 50.4217 | 946.0463 | 1 | 4422.7222 | 4422.7222 | 4422.7222 | 1 | 1
ivHeHNfnNQWEtSRH | optional | Connector |  |  | 9.6793 | Hard (default) |  | TRUE | 25 | 34.5349 | 1243.6804 | 1 | 6156.0526 | 6156.0526 | 6156.0526 | 1 | 1
HproWxXxkI4QeILd | optional | Connector |  |  | 20.4224 | Hard (default) |  | TRUE | 25 | 29.4946 | 2507.8959 | 1 | 12988.6509 | 12988.6509 | 12988.6509 | 1 | 1
FU6tR0GEt4M7jmbs | optional | Connector |  |  | 7.2438 | Hard (default) |  | TRUE | 25 | 28.5198 | 881.5804 | 1 | 4607.0606 | 4607.0606 | 4607.0606 | 1 | 1
zSl3FdTn0Bk8fUlo | optional | Residential |  | Küferstraße | 4.7546 | Hard (default) |  | TRUE | 65 | 321.126 | 1016.8583 | 0.64 | 4036.683 | 4036.683 | 4036.683 | 19 | 0.64
MkzZ2hr4Avk5BSqA | optional | Connector |  |  | 5.7688 | Hard (default) |  | TRUE | 25 | 32.9077 | 730.6328 | 1 | 3668.9606 | 3668.9606 | 3668.9606 | 1 | 1
u2Qs0vUGNnjAGYb1 | optional | Connector |  |  | 8.9592 | Hard (default) |  | TRUE | 25 | 30.1162 | 1106.4791 | 1 | 5698.0251 | 5698.0251 | 5698.0251 | 1 | 1
Z8ztxK6JGDmpUN7c | optional | Residential |  | Richard-Jung-Straße | 19.862 | Hard (default) |  | TRUE | 125 | 1571.1477 | 5514.965 | 0.62 | 24847.3207 | 24847.3207 | 24847.3207 | 77 | 0.62494
qYwUtGVYRExoa9cE | optional | Residential |  | Lüder-Clüver-Straße | 15.5647 | Hard (default) |  | TRUE | 32 | 70.6033 | 2421.1895 | 0.72 | 10412.7876 | 10412.7876 | 10412.7876 | 3.8 | 0.72
QiU0Sij1avpYKggI | optional | Connector |  |  | 5.3122 | Hard (default) |  | TRUE | 25 | 29.3445 | 651.4427 | 1 | 3378.5468 | 3378.5468 | 3378.5468 | 1 | 1
z4lNBaBfpQ64ibue | optional | Connector |  |  | 8.0438 | Hard (default) |  | TRUE | 32 | 57.4318 | 1185.8947 | 1 | 5381.335 | 5381.335 | 5381.335 | 1 | 1
lRjatgWT+V959Zru | optional | Residential |  | Leverkenbarg | 5.8577 | Hard (default) |  | TRUE | 125 | 1609.6709 | 1630.99 | 0.62 | 7327.9252 | 7327.9252 | 7327.9252 | 77 | 0.62494
KPV9QbM5Mfv/M8H6 | optional | Connector |  |  | 7.98 | Hard (default) |  | TRUE | 20 | 24.1582 | 934.304 | 1 | 4907.7098 | 4907.7098 | 4907.7098 | 1 | 1
/3AgaTWJZW2l6FzH | optional | Residential |  | Eichsfelder Straße | 0.40163 | Hard (default) |  | TRUE | 32 | 66.4274 | 61.4409 | 1 | 268.6892 | 268.6892 | 268.6892 | 1 | 1
F8foMV5O4B/RQikY | optional | Connector |  |  | 9.5433 | Hard (default) |  | TRUE | 32 | 63.9538 | 1445.3683 | 1 | 6384.4891 | 6384.4891 | 6384.4891 | 1 | 1
7dPE8Fmr1Pe6ST4R | optional | Connector |  |  | 33.4841 | Hard (default) |  | TRUE | 25 | 29.6058 | 4116.0934 | 1 | 21295.9048 | 21295.9048 | 21295.9048 | 1 | 1
n2jm+IwByHWoa2Ef | optional | Residential |  | Fresenbergstraße | 2.7602 | Hard (default) |  | TRUE | 150 | 3252.6088 | 845.0863 | 0.62 | 3969.1489 | 3969.1489 | 3969.1489 | 77 | 0.62494
R3Hf7nZC8nB0/bQ0 | optional | Residential |  | Kapitän-Dallmann-Straße | 5.0603 | Hard (default) |  | TRUE | 65 | 414.3107 | 1132.046 | 0.65 | 4296.2136 | 4296.2136 | 4296.2136 | 12.6667 | 0.65
4cFzpbADVQHm5KK1 | optional | Secondary |  | Landrat-Christians-Straße | 32.56 | Hard (default) |  | TRUE | 25 | 43.0804 | 4497.5194 | 1 | 20708.1365 | 20708.1365 | 20708.1365 | 1 | 1
SGKvM9rmPiG27IyC | optional | Connector |  |  | 5.7817 | Hard (default) |  | TRUE | 25 | 28.5672 | 703.9489 | 1 | 3677.1574 | 3677.1574 | 3677.1574 | 1 | 1
Q5Pto/u1d8vxese4 | optional | Residential |  | Küferstraße | 25.5759 | Hard (default) | [9 empty] | -0.6129 | 0
wf7VV6o+Wawm90/5 | optional | Connector |  |  | 4.6354 | Hard (default) |  | TRUE | 25 | 29.4645 | 569.0766 | 1 | 2948.1216 | 2948.1216 | 2948.1216 | 1 | 1
ovptfDicoFW4rIkc | optional | Residential |  | Johann-Hoppe-Straße | 2.1368 | Hard (default) |  | TRUE | 125 | 2442.1201 | 630.6446 | 0.62 | 2673.1163 | 2673.1163 | 2673.1163 | 77 | 0.62494
0VAB0kiAwF+iEIeM | optional | Connector |  |  | 5.0255 | Hard (default) |  | TRUE | 25 | 28.0849 | 609.1477 | 1 | 3196.2373 | 3196.2373 | 3196.2373 | 1 | 1
gi0dCt7dy4Rl3GCK | optional | Unclassified |  | Nicolaus-H.-Schilling-Straße | 54.245 | Hard (default) | [9 empty] | -0.6129 | 0
mLGm0UCke4x53B91 | optional | Residential |  | Lüder-Clüver-Straße | 1.2419 | Hard (default) |  | TRUE | 32 | 48.2599 | 176.0573 | 0.81 | 830.8039 | 830.8039 | 830.8039 | 2 | 0.81
jg6jc3FNxO6Wo0sG | optional | Connector |  |  | 5.332 | Hard (default) |  | TRUE | 25 | 29.1874 | 652.9322 | 1 | 3391.1736 | 3391.1736 | 3391.1736 | 1 | 1
n9m+7MvyuHEs1LgA | optional | Residential |  | Cord-Steding-Straße | 16.7553 | Hard (default) |  | TRUE | 50 | 243.3373 | 3419.1741 | 0.65 | 12784.2611 | 12784.2611 | 12784.2611 | 12.6667 | 0.65
PmPi9BqfBMSepCxw | optional | Connector |  |  | 8.6283 | Hard (default) |  | TRUE | 25 | 30.4863 | 1069.2211 | 1 | 5487.6017 | 5487.6017 | 5487.6017 | 1 | 1
rlzwyaGn/Cd8IHIh | optional | Connector |  |  | 9.3408 | Hard (default) |  | TRUE | 25 | 29.439 | 1146.4765 | 1 | 5940.7539 | 5940.7539 | 5940.7539 | 1 | 1
Y5dBzUVcQFwukq0l | optional | Residential |  | Am Forst | 27.1848 | Hard (default) |  | TRUE | 32 | 74.2401 | 4289.7704 | 1 | 18186.6064 | 18186.6064 | 18186.6064 | 1 | 1
/6lGz3kAzTaZeeGO | optional | Connector |  |  | 8.9486 | Hard (default) |  | TRUE | 25 | 27.8418 | 1082.208 | 1 | 5691.2982 | 5691.2982 | 5691.2982 | 1 | 1
16RHLZCo0nxdVsQq | optional | Unclassified |  | Marschgehren | 53.0608 | Hard (default) | [9 empty] | -0.6129 | 0
aKInpI1reZA5maqk | optional | Connector |  |  | 5.3417 | Hard (default) |  | TRUE | 25 | 28.8125 | 651.8608 | 1 | 3397.3466 | 3397.3466 | 3397.3466 | 1 | 1
xHfBQTSMo02nj9Sx | optional | Secondary |  | Landrat-Christians-Straße | 35.6887 | Hard (default) |  | TRUE | 25 | 43.0804 | 4929.6895 | 1 | 22697.9973 | 22697.9973 | 22697.9973 | 1 | 1
GFyEh0TZJ0bp5MGG | optional | Connector |  |  | 8.0679 | Hard (default) |  | TRUE | 25 | 42.5752 | 1109.8259 | 1 | 5131.1958 | 5131.1958 | 5131.1958 | 1 | 1
9bUHC254Qx5igtTE | optional | Residential |  | Fresenbergstraße | 14.8511 | Hard (default) |  | TRUE | 200 | 4331.2206 | 4720.6889 | 0.62 | 27340.8825 | 27340.8825 | 27340.8825 | 77 | 0.62494
UGBuJwESZqffw1If | optional | Tertiary |  | Mühlenstraße | 25.9332 | Hard (default) |  | TRUE | 65 | 439.4004 | 5870.2539 | 0.65 | 22017.2868 | 22017.2868 | 22017.2868 | 12.6667 | 0.65
xL/x3MvPmYKVYL0M | optional | Connector |  |  | 4.1288 | Hard (default) |  | TRUE | 25 | 37.2492 | 543.1475 | 1 | 2625.9171 | 2625.9171 | 2625.9171 | 1 | 1
X1lzBzM7p/xnnoid | optional | Secondary |  | Lüssumer Straße | 41.6965 | Hard (default) |  | TRUE | 32 | 50.9645 | 5980.857 | 1 | 27894.9317 | 27894.9317 | 27894.9317 | 1 | 1
ZBa4mvXmGsnaiHWQ | optional | Connector |  |  | 4.0774 | Hard (default) |  | TRUE | 25 | 38.84 | 543.708 | 1 | 2593.2436 | 2593.2436 | 2593.2436 | 1 | 1
35nQCj+dOveCtZC0 | optional | Connector |  |  | 9.5602 | Hard (default) |  | TRUE | 25 | 29.4944 | 1174.0005 | 1 | 6080.2815 | 6080.2815 | 6080.2815 | 1 | 1
3DVixcRq3TZY+/rm | optional | Connector |  |  | 6.1992 | Hard (default) |  | TRUE | 40 | 110.9736 | 1071.6696 | 1 | 4395.2413 | 4395.2413 | 4395.2413 | 1 | 1
7Uc+mxD0afQSbrhJ | optional | Connector |  |  | 40.5245 | Hard (default) |  | TRUE | 25 | 33.7565 | 5171.3259 | 1 | 25773.5566 | 25773.5566 | 25773.5566 | 1 | 1
U/ZPWPrsYxY+AcK7 | optional | Service |  |  | 32.7302 | Hard (default) |  | TRUE | 40 | 100.3914 | 5539.9506 | 1 | 23205.7473 | 23205.7473 | 23205.7473 | 1 | 1
aQT0+EYhDuaiGQNq | optional | Connector |  |  | 8.1146 | Hard (default) |  | TRUE | 25 | 32.8342 | 1027.0592 | 1 | 5160.8818 | 5160.8818 | 5160.8818 | 1 | 1
pMQbDyCMiSGMTPEy | optional | Connector |  |  | 8.1245 | Hard (default) |  | TRUE | 25 | 29.6892 | 999.488 | 1 | 5167.21 | 5167.21 | 5167.21 | 1 | 1
/9dzPweHB5kCdH9C | optional | Service |  |  | 57.7803 | Hard (default) | [9 empty] | -0.6129 | 0
hqgHg/cC8IshpDdC | optional | Connector |  |  | 5.9619 | Hard (default) |  | TRUE | 40 | 116.1191 | 1041.1173 | 1 | 4227.0045 | 4227.0045 | 4227.0045 | 1 | 1
+hq5RA6s+8wjfk7t | optional | Residential |  | Fresenbergstraße | 9.2388 | Hard (default) |  | TRUE | 150 | 3233.679 | 2826.4994 | 0.62 | 13285.3872 | 13285.3872 | 13285.3872 | 77 | 0.62494
RKjCh44OGkQtHJMZ | optional | Connector |  |  | 6.8453 | Hard (default) |  | TRUE | 25 | 29.7824 | 842.8279 | 1 | 4353.5803 | 4353.5803 | 4353.5803 | 1 | 1
GSk9FsCfy7a/F/Vo | optional | Connector |  |  | 6.0707 | Hard (default) |  | TRUE | 25 | 31.4515 | 758.888 | 1 | 3860.9362 | 3860.9362 | 3860.9362 | 1 | 1
xb5VUmS5f+kJy14M | optional | Connector |  |  | 5.117 | Hard (default) |  | TRUE | 25 | 25.1636 | 603.3705 | 1 | 3254.4239 | 3254.4239 | 3254.4239 | 1 | 1
REW9Ez9HA/z2F5dv | optional | Service |  |  | 24.5857 | Hard (default) |  | TRUE | 50 | 166.944 | 4651.4453 | 1 | 18758.9196 | 18758.9196 | 18758.9196 | 1 | 1
qiIVRBlOwLRfILrA | optional | Service |  |  | 37.7658 | Hard (default) | [9 empty] | -0.6129 | 0
usoSPgsoHYZfJTRh | optional | Connector |  |  | 7.4982 | Hard (default) |  | TRUE | 25 | 28.8354 | 915.2079 | 1 | 4768.8412 | 4768.8412 | 4768.8412 | 1 | 1
BwbZjOw6N3lkrso9 | optional | Residential |  | Cord-Steding-Straße | 2.8701 | Hard (default) |  | TRUE | 50 | 186.1356 | 553.7179 | 0.66 | 2189.8537 | 2189.8537 | 2189.8537 | 9.5 | 0.66
FnL+OArWXeq8jdu0 | optional | Residential |  | Lüder-Clüver-Straße | 10.4394 | Hard (default) |  | TRUE | 100 | 1237.5131 | 2790.7107 | 0.63 | 11211.9167 | 11211.9167 | 11211.9167 | 38 | 0.63
DTs2vpekw/GyutoR | optional | Tertiary |  | Mühlenstraße | 29.5771 | Hard (default) |  | TRUE | 200 | 4117.1493 | 9358.4895 | 0.62 | 54451.3969 | 54451.3969 | 54451.3969 | 77 | 0.62494
zVoqtLLbbgDgGkkC | optional | Residential |  | Fresenbergstraße | 7.162 | Hard (default) | [9 empty] | -0.6129 | 0
n9HzRRUmXFA8Vtv9 | optional | Connector |  |  | 5.5044 | Hard (default) |  | TRUE | 25 | 30.4744 | 682.0323 | 1 | 3500.7978 | 3500.7978 | 3500.7978 | 1 | 1
l2XXoIO+JWHmjW/f | optional | Residential |  | Allmersstraße | 5.4869 | Hard (default) |  | TRUE | 50 | 155.2482 | 1025.5965 | 0.67 | 4186.5388 | 4186.5388 | 4186.5388 | 7.6 | 0.67
7so1uaKZB9GeECWX | optional | Residential |  | Fresenbergstraße | 1.8685 | Hard (default) |  | TRUE | 200 | 4641.6731 | 597.884 | 0.62 | 3439.8973 | 3439.8973 | 3439.8973 | 77 | 0.62494
KfFatsY3uaEE8zJY | optional | Connector |  |  | 8.6182 | Hard (default) |  | TRUE | 32 | 46.1284 | 1210.4592 | 1 | 5765.5751 | 5765.5751 | 5765.5751 | 1 | 1
9f2H7rzdEpojOe/9 | optional | Unclassified |  | Marschgehren | 20.1066 | Hard (default) | [9 empty] | -0.6129 | 0
KcHiPLTAOiBmSXlD | optional | Path |  |  | 11.5628 | Hard (default) |  | TRUE | 250 | 10999.421 | 4100.0833 | 0.62 | 26305.3268 | 26305.3268 | 26305.3268 | 77 | 0.62494
/ccxvKq2dP4z6/F2 | optional | Connector |  |  | 6.3706 | Hard (default) |  | TRUE | 25 | 27.8349 | 770.3883 | 1 | 4051.7067 | 4051.7067 | 4051.7067 | 1 | 1
l+hHN2RwCp6Eiica | optional | Residential |  | Mühlenstraße | 12.2282 | Hard (default) |  | TRUE | 250 | 9092.2434 | 4250.1619 | 0.62 | 27819.1766 | 27819.1766 | 27819.1766 | 77 | 0.62494
j0LYfUz7LY8ScMcm | optional | Connector |  |  | 14.008 | Hard (default) |  | TRUE | 25 | 29.6168 | 1722.1313 | 1 | 8909.0886 | 8909.0886 | 8909.0886 | 1 | 1
TFhoB9vNMo0vcQMR | optional | Connector |  |  | 6.2759 | Hard (default) |  | TRUE | 20 | 24.2024 | 734.7902 | 1 | 3859.7043 | 3859.7043 | 3859.7043 | 1 | 1
nbT3OyBDj4gYTs3H | optional | Connector |  |  | 5.2667 | Hard (default) |  | TRUE | 25 | 33.4481 | 670.2555 | 1 | 3349.6441 | 3349.6441 | 3349.6441 | 1 | 1
NTsdqqJdUdEFNU/v | optional | Service |  |  | 12.0378 | Hard (default) |  | TRUE | 40 | 100.3914 | 2037.5307 | 1 | 8534.8094 | 8534.8094 | 8534.8094 | 1 | 1
Mxfehe+zhRUwQOeI | optional | Service |  |  | 20.021 | Hard (default) |  | TRUE | 40 | 87.569 | 3301.1626 | 0.81 | 14194.8578 | 14194.8578 | 14194.8578 | 2 | 0.81
cEO/NWDof8tzhmvh | optional | Residential |  | Johann-Hoppe-Straße | 7.2505 | Hard (default) |  | TRUE | 125 | 1729.2733 | 2036.1986 | 0.63 | 9070.3376 | 9070.3376 | 9070.3376 | 38 | 0.63
wYc0y4Jv1uJxN7VG | optional | Secondary |  | Landrat-Christians-Straße | 1.234 | Hard (default) |  | TRUE | 50 | 184.2199 | 237.612 | 0.7 | 941.5325 | 941.5325 | 941.5325 | 4.75 | 0.7
WviJjbRcIaRLDTMQ | optional | Service |  |  | 8.4279 | Hard (default) |  | TRUE | 32 | 74.2401 | 1329.9255 | 1 | 5638.2577 | 5638.2577 | 5638.2577 | 1 | 1
Gd29TS9j4BczFa2h | optional | Living street |  | Kutterweg | 32.8701 | Hard (default) |  | TRUE | 50 | 185.2207 | 6335.7564 | 0.66 | 25079.9199 | 25079.9199 | 25079.9199 | 9.5 | 0.66
jzZ2Owh1O4UmMXca | optional | Residential |  | Cord-Steding-Straße | 6.1667 | Hard (default) |  | TRUE | 65 | 301.4362 | 1306.0327 | 0.65 | 5235.5529 | 5235.5529 | 5235.5529 | 12.6667 | 0.65
v1f5wTlKV7cwY3XP | optional | Connector |  |  | 4.5469 | Hard (default) |  | TRUE | 25 | 28.6084 | 553.8232 | 1 | 2891.8545 | 2891.8545 | 2891.8545 | 1 | 1
uW3iXvJtMIwQIHj0 | optional | Connector |  |  | 5.6976 | Hard (default) |  | TRUE | 25 | 35.4427 | 737.9138 | 1 | 3623.6866 | 3623.6866 | 3623.6866 | 1 | 1
GsPI1wlb6I3MU1mp | optional | Residential |  | Küferstraße | 8.7961 | Hard (default) |  | TRUE | 50 | 160.5996 | 1653.2939 | 0.67 | 6711.4235 | 6711.4235 | 6711.4235 | 7.6 | 0.67
pJXqQCydC7D4mDN7 | optional | Residential |  | Fresenbergstraße | 4.1041 | Hard (default) |  | TRUE | 100 | 1030.323 | 1067.5732 | 0.63 | 4407.8002 | 4407.8002 | 4407.8002 | 38 | 0.63
FD+0O65WocRhnFOf | optional | Connector |  |  | 13.8654 | Hard (default) |  | TRUE | 25 | 37.4612 | 1827.3259 | 1 | 8818.4116 | 8818.4116 | 8818.4116 | 1 | 1
HPNKAHuZlJM1ptIk | optional | Secondary |  | Landrat-Christians-Straße | 27.5832 | Hard (default) |  | TRUE | 65 | 377.1648 | 6062.4123 | 0.68 | 23418.136 | 23418.136 | 23418.136 | 6.3333 | 0.68
TzqEaK0o2gGfyznz | optional | Residential |  | Leverkenbarg | 3.9475 | Hard (default) |  | TRUE | 125 | 1609.6709 | 1099.1201 | 0.62 | 4938.2703 | 4938.2703 | 4938.2703 | 77 | 0.62494
Oh+I/fNNHv7LzPW/ | optional | Connector |  |  | 7.2472 | Hard (default) |  | TRUE | 32 | 74.2401 | 1143.6115 | 1 | 4848.3741 | 4848.3741 | 4848.3741 | 1 | 1
U/eS1nyL24a7OuH2 | optional | Service |  |  | 55.0128 | Hard (default) |  | TRUE | 100 | 1443.9319 | 15100.9513 | 1 | 59083.715 | 59083.715 | 59083.715 | 1 | 1
2T4LwWfae+BJJnnY | optional | Residential |  | Kapitän-Dallmann-Straße | 28.3385 | Hard (default) |  | TRUE | 65 | 305.9654 | 6015.277 | 0.66 | 24059.3644 | 24059.3644 | 24059.3644 | 9.5 | 0.66
EtVEzYnfss6v90jD | optional | Secondary |  | Landrat-Christians-Straße | 29.2271 | Hard (default) |  | TRUE | 65 | 336.2898 | 6297.5295 | 0.7 | 24813.8308 | 24813.8308 | 24813.8308 | 4.75 | 0.7
8trknKnfNi9r4aba | optional | Connector |  |  | 8.6426 | Hard (default) |  | TRUE | 25 | 42.7843 | 1190.9183 | 1 | 5496.691 | 5496.691 | 5496.691 | 1 | 1
wsxyvLvM8sCu7Rj3 | optional | Service |  |  | 65.9436 | Hard (default) | [9 empty] | -0.6129 | 0
1wspIiUdkmP9YLZ/ | optional | Connector |  |  | 7.9676 | Hard (default) |  | TRUE | 32 | 48.8612 | 1132.5196 | 1 | 5330.3431 | 5330.3431 | 5330.3431 | 1 | 1
v9kfdRAYL0s+huvI | optional | Service |  |  | 38.6255 | Hard (default) | [9 empty] | -0.6129 | 0
nWb20tu2PQIOeTc/ | optional | Connector |  |  | 10.3411 | Hard (default) |  | TRUE | 25 | 30.1675 | 1277.7492 | 1 | 6576.9297 | 6576.9297 | 6576.9297 | 1 | 1
Hx0Fnlfs20vzSOGf | optional | Connector |  |  | 5.0643 | Hard (default) |  | TRUE | 25 | 30.9695 | 630.3315 | 1 | 3220.9015 | 3220.9015 | 3220.9015 | 1 | 1
Gf7qJGh+vtDbsZNf | optional | Residential |  | Wigmodistraße | 5.1386 | Hard (default) |  | TRUE | 100 | 1138.8564 | 1356.0501 | 0.63 | 5518.8343 | 5518.8343 | 5518.8343 | 38 | 0.63
brDmjO2c2KRBMvZY | optional | Service |  |  | 25.4589 | Hard (default) |  | TRUE | 32 | 72.9808 | 3997.6474 | 1 | 17032.0148 | 17032.0148 | 17032.0148 | 1 | 1
0NiuXYt92JTKvj5u | optional | Residential |  | Johann-Hoppe-Straße | 16.7768 | Hard (default) |  | TRUE | 125 | 2472.0522 | 4961.5338 | 0.62 | 20987.7768 | 20987.7768 | 20987.7768 | 77 | 0.62494
6oyqf8u2NaOjvDqS | optional | Connector |  |  | 4.0233 | Hard (default) |  | TRUE | 25 | 29.5258 | 494.2116 | 1 | 2558.8392 | 2558.8392 | 2558.8392 | 1 | 1
TydndDtO5X6TC9aq | optional | Connector |  |  | 8.592 | Hard (default) |  | TRUE | 25 | 30.2749 | 1062.6733 | 1 | 5464.5158 | 5464.5158 | 5464.5158 | 1 | 1
x6+dnfOSKt+rA2TY | optional | Connector |  |  | 1.8831 | Hard (default) |  | TRUE | 25 | 28.2661 | 228.6352 | 1 | 1197.6437 | 1197.6437 | 1197.6437 | 1 | 1
j9o84kNutd2BwD9Q | optional | Connector |  |  | 5.0261 | Hard (default) |  | TRUE | 25 | 28.0856 | 609.2196 | 1 | 3196.596 | 3196.596 | 3196.596 | 1 | 1
jjKUtV5tc6aeEeIx | optional | Connector |  |  | 10.7536 | Hard (default) |  | TRUE | 20 | 24.2065 | 1259.0355 | 1 | 6613.4585 | 6613.4585 | 6613.4585 | 1 | 1
YENyj4HspPwnGJg6 | optional | Residential |  | Besanstraße | 4.2936 | Hard (default) | [9 empty] | -0.6129 | 0
GfV2YCyRrQBNRqOw | optional | Service |  |  | 53.984 | Hard (default) | [9 empty] | -0.6129 | 0
PKifa0IvRH/H05oV | optional | Connector |  |  | 7.383 | Hard (default) |  | TRUE | 80 | 781.6548 | 1843.9604 | 1 | 6954.8205 | 6954.8205 | 6954.8205 | 1 | 1
qQDPn+WSWoQii2mt | optional | Connector |  |  | 8.7649 | Hard (default) |  | TRUE | 25 | 31.2744 | 1093.938 | 1 | 5574.4548 | 5574.4548 | 5574.4548 | 1 | 1
PHiQaLWzSkW59cgq | optional | Residential |  | Flethestraße | 5.0396 | Hard (default) |  | TRUE | 32 | 45.8652 | 707.0102 | 0.81 | 3371.4815 | 3371.4815 | 3371.4815 | 2 | 0.81
QwTdrJ9Af2ReCuM6 | optional | Connector |  |  | 5.8604 | Hard (default) |  | TRUE | 32 | 61.148 | 877.4266 | 1 | 3920.5918 | 3920.5918 | 3920.5918 | 1 | 1
AWRu1wtJuIEcd8vD | optional | Residential |  | Leverkenbarg | 7.6114 | Hard (default) |  | TRUE | 125 | 1555.7351 | 2111.0508 | 0.62 | 9521.8067 | 9521.8067 | 9521.8067 | 77 | 0.62494
AFKi3mTa5MHhuVZE | optional | Residential |  | Richard-Jung-Straße | 26.0656 | Hard (default) |  | TRUE | 25 | 32.8342 | 3299.1042 | 0.97044 | 16577.707 | 16577.707 | 16577.707 | 1.0843 | 0.97044
1SRqytjFBgZ0Lb41 | optional | Connector |  |  | 5.0063 | Hard (default) |  | TRUE | 50 | 158.0961 | 938.5265 | 1 | 3819.7836 | 3819.7836 | 3819.7836 | 1 | 1
fNTYOrwT3CqBAvJr | optional | Connector |  |  | 7.5131 | Hard (default) |  | TRUE | 25 | 30.591 | 931.9121 | 1 | 4778.3305 | 4778.3305 | 4778.3305 | 1 | 1
o5G5gWmr76NXjEg9 | optional | Service |  |  | 44.3107 | Hard (default) | [9 empty] | -0.6129 | 0
DO1Bgdr55wEiavW3 | optional | Tertiary |  | Fresenbergstraße | 5.935 | Hard (default) |  | TRUE | 40 | 126.0423 | 1056.5083 | 0.68 | 4207.8984 | 4207.8984 | 4207.8984 | 6.3333 | 0.68
5N5T4woMlYLHf/2U | optional | Connector |  |  | 8.2061 | Hard (default) |  | TRUE | 25 | 27.4224 | 988.536 | 1 | 5219.1012 | 5219.1012 | 5219.1012 | 1 | 1
j0ac0Hq4PWDLQE9a | optional | Connector |  |  | 6.2196 | Hard (default) |  | TRUE | 25 | 34.9998 | 802.411 | 1 | 3955.6772 | 3955.6772 | 3955.6772 | 1 | 1
A54Eaj7kLFL0qwph | optional | Connector |  |  | 3.3771 | Hard (default) |  | TRUE | 25 | 28.7589 | 411.9097 | 1 | 2147.8406 | 2147.8406 | 2147.8406 | 1 | 1
nn0vxpBodnn5TF/D | optional | Residential |  | Kapitän-Dallmann-Straße | 11.7442 | Hard (default) |  | TRUE | 40 | 106.792 | 2013.4831 | 0.67 | 8326.6328 | 8326.6328 | 8326.6328 | 7.6 | 0.67
3PAo5SC1ko00zKOj | optional | Connector |  |  | 4.9937 | Hard (default) |  | TRUE | 32 | 52.7176 | 721.6835 | 1 | 3340.7624 | 3340.7624 | 3340.7624 | 1 | 1
UXnzXgFoC1MEKBpS | optional | Service |  |  | 20.8334 | Hard (default) |  | TRUE | 40 | 97.6181 | 3506.5663 | 0.81 | 14770.8919 | 14770.8919 | 14770.8919 | 2 | 0.81
UMV1v24zrfV6abJC | optional | Connector |  |  | 6.1 | Hard (default) |  | TRUE | 25 | 30.0737 | 753.0718 | 1 | 3879.5921 | 3879.5921 | 3879.5921 | 1 | 1
VN4B6qIntD32GvtE | optional | Residential |  | Fresenbergstraße | 2.2541 | Hard (default) |  | TRUE | 200 | 4168.7226 | 714.0052 | 0.62 | 4149.7593 | 4149.7593 | 4149.7593 | 77 | 0.62494
KuYtAXvW6DEZ9U14 | optional | Residential |  | Küferstraße | 8.9586 | Hard (default) |  | TRUE | 65 | 341.1087 | 1934.8592 | 0.64 | 7605.8573 | 7605.8573 | 7605.8573 | 19 | 0.64
v3DuWL59ltUc+Q/3 | optional | Residential |  | Kapitän-Dallmann-Straße | 6.8108 | Hard (default) |  | TRUE | 80 | 568.4457 | 1614.9355 | 0.64 | 6415.8103 | 6415.8103 | 6415.8103 | 19 | 0.64
Dfp44mxX+Z9w4u8C | optional | Residential |  | Cord-Steding-Straße | 4.3727 | Hard (default) |  | TRUE | 65 | 445.6328 | 992.6784 | 0.64 | 3712.3951 | 3712.3951 | 3712.3951 | 19 | 0.64
zqKCpuAuLFtADf39 | optional | Secondary |  | Landrat-Christians-Straße | 3.404 | Hard (default) |  | TRUE | 300 | 16838.1466 | 1267.4523 | 0.62 | 9313.3016 | 9313.3016 | 9313.3016 | 77 | 0.62494
KraUaqsWNq7ZBwMp | optional | Connector |  |  | 7.5723 | Hard (default) |  | TRUE | 25 | 28.3039 | 919.7082 | 1 | 4815.9528 | 4815.9528 | 4815.9528 | 1 | 1
VqHap7YsqgA41QYn | optional | Connector |  |  | 5.5523 | Hard (default) |  | TRUE | 25 | 31.141 | 692.1414 | 1 | 3531.2528 | 3531.2528 | 3531.2528 | 1 | 1
rB5h18I4b9d6DHgj | optional | Residential |  | Johann-Hoppe-Straße | 3.8556 | Hard (default) |  | TRUE | 125 | 1660.8063 | 1077.4999 | 0.63 | 4823.362 | 4823.362 | 4823.362 | 38 | 0.63
PnoBA0wXxzKZR45h | optional | Connector |  |  | 9.3134 | Hard (default) |  | TRUE | 25 | 29.2276 | 1140.8899 | 1 | 5923.3154 | 5923.3154 | 5923.3154 | 1 | 1
BkOhVtm4bqgy87Yb | optional | Residential |  | Fresenbergstraße | 20.2143 | Hard (default) |  | TRUE | 150 | 3389.6508 | 6222.9371 | 0.62 | 29068.149 | 29068.149 | 29068.149 | 77 | 0.62494
oYPnSTeo4ua96WhW | optional | Connector |  |  | 7.1095 | Hard (default) |  | TRUE | 25 | 29.715 | 874.8225 | 1 | 4521.6375 | 4521.6375 | 4521.6375 | 1 | 1
N9aKc3zoRxd+Gxyr | optional | Residential |  | Richard-Jung-Straße | 4.7265 | Hard (default) |  | TRUE | 32 | 82.593 | 770.2035 | 0.75 | 3162.0189 | 3162.0189 | 3162.0189 | 2.9231 | 0.75
jb/byQYVEXosMefc | optional | Unclassified |  | Zum Kammstuhl | 47.1201 | Hard (default) | [9 empty] | -0.6129 | 0
l3qO5xb0WIvfnR3w | optional | Connector |  |  | 7.3452 | Hard (default) |  | TRUE | 25 | 38.4111 | 975.8972 | 1 | 4671.5475 | 4671.5475 | 4671.5475 | 1 | 1
VayE2MBW82CnEL4g | optional | Residential |  | Dilichplatz | 6.6518 | Hard (default) |  | TRUE | 50 | 159.1553 | 1248.3773 | 0.66 | 5075.2875 | 5075.2875 | 5075.2875 | 9.5 | 0.66
1PivfhTFmOcBn6i7 | optional | Service |  |  | 64.5838 | Hard (default) | [9 empty] | -0.6129 | 0
iUJFEzw9qfVL+8db | optional | Connector |  |  | 6.6146 | Hard (default) |  | TRUE | 25 | 32.8819 | 837.5564 | 1 | 4206.8578 | 4206.8578 | 4206.8578 | 1 | 1
GLnrm3aXYdrhQuY9 | optional | Connector |  |  | 4.1993 | Hard (default) |  | TRUE | 25 | 30.2062 | 519.0513 | 1 | 2670.7586 | 2670.7586 | 2670.7586 | 1 | 1
TWmgpSsqUZH2gcnL | optional | Residential |  | Lüder-Clüver-Straße | 17.4407 | Hard (default) |  | TRUE | 32 | 60.8574 | 2608.1332 | 1 | 11667.8564 | 11667.8564 | 11667.8564 | 1 | 1
uuKN2Fzst6hpngns | optional | Construction |  |  | 205.5691 | Hard (default) | [9 empty] | -0.6129 | 0
KdkRN07H6n2VBxHe | optional | Connector |  |  | 9.4188 | Hard (default) |  | TRUE | 25 | 28.2946 | 1143.8831 | 1 | 5990.3384 | 5990.3384 | 5990.3384 | 1 | 1
Td/VYfFMNeAxpzik | optional | Connector |  |  | 2.8837 | Hard (default) |  | TRUE | 25 | 29.4072 | 353.8401 | 1 | 1834.0472 | 1834.0472 | 1834.0472 | 1 | 1
4jG9XrIVTqAFi5qg | optional | Residential |  | Cord-Steding-Straße | 4.7358 | Hard (default) |  | TRUE | 65 | 469.0914 | 1086.841 | 0.63 | 4020.6551 | 4020.6551 | 4020.6551 | 38 | 0.63
k3jsEOtTT1QqwXs8 | optional | Connector |  |  | 8.7162 | Hard (default) |  | TRUE | 25 | 28.2608 | 1058.2319 | 1 | 5543.5344 | 5543.5344 | 5543.5344 | 1 | 1
tL0OLtmVFwFxzaq6 | optional | Connector |  |  | 4.7228 | Hard (default) |  | TRUE | 80 | 770.1401 | 1176.3336 | 1 | 4448.9125 | 4448.9125 | 4448.9125 | 1 | 1
cV56LzG9tH+Lf0Cm | optional | Residential |  | Küferstraße | 2.8735 | Hard (default) |  | TRUE | 65 | 287.5083 | 604.3438 | 0.65 | 2439.608 | 2439.608 | 2439.608 | 12.6667 | 0.65
x+CSYBhVfT8bAIxW | optional | Connector |  |  | 5.6125 | Hard (default) |  | TRUE | 25 | 29.425 | 688.783 | 1 | 3569.5595 | 3569.5595 | 3569.5595 | 1 | 1
mUNQ3IcF28u+ixRG | optional | Unclassified |  | Zum Krempel | 89.2623 | Hard (default) |  | TRUE | 50 | 151.0945 | 16612.3527 | 1 | 68107.1578 | 68107.1578 | 68107.1578 | 1 | 1
pD19vSN1v5SjZm3v | optional | Residential |  | Lüder-Clüver-Straße | 9.0935 | Hard (default) |  | TRUE | 50 | 204.1521 | 1786.3056 | 0.81311 | 6938.3687 | 6938.3687 | 6938.3687 | 1.9678 | 0.81311
r4tLoWFaz3YtIxIB | optional | Secondary |  | Landrat-Christians-Straße | 17.7227 | Hard (default) |  | TRUE | 65 | 377.1648 | 3895.202 | 0.68 | 15046.5468 | 15046.5468 | 15046.5468 | 6.3333 | 0.68
SkQz0P7MBtskp3p8 | optional | Construction |  |  | 34.8162 | Hard (default) |  | TRUE | 100 | 1443.9319 | 9556.9989 | 1 | 37392.5451 | 37392.5451 | 37392.5451 | 1 | 1
yFczigw6BcS8aPHL | optional | Residential |  | Johann-Hoppe-Straße | 17.754 | Hard (default) |  | TRUE | 125 | 1764.9213 | 4998.6663 | 0.63 | 22210.2252 | 22210.2252 | 22210.2252 | 38 | 0.63
7QxdGkStNHQ6PY34 | optional | Connector |  |  | 6.3776 | Hard (default) |  | TRUE | 32 | 51.1633 | 915.5695 | 1 | 4266.5997 | 4266.5997 | 4266.5997 | 1 | 1
OfxH3qyFiKikJ4uW | optional | Secondary |  | Weserstrandstraße | 16.5104 | Hard (default) |  | TRUE | 100 | 1100.2794 | 4334.8892 | 0.63 | 17732.1642 | 17732.1642 | 17732.1642 | 38 | 0.63
zRDOxOtZGCvAQSxO | optional | Residential |  | Mühlenstraße | 8.7485 | Hard (default) |  | TRUE | 250 | 9873.0067 | 3065.8834 | 0.62 | 19902.9194 | 19902.9194 | 19902.9194 | 77 | 0.62494
Sxi/SnQ8ToqpIFSY | optional | Residential |  | Fresenbergstraße | 5.843 | Hard (default) |  | TRUE | 100 | 1130.0259 | 1540.1389 | 0.63 | 6275.3343 | 6275.3343 | 6275.3343 | 38 | 0.63
iaKdgjnV4q6FQFGx | optional | Connector |  |  | 4.0033 | Hard (default) |  | TRUE | 25 | 33.9225 | 511.6068 | 1 | 2546.0772 | 2546.0772 | 2546.0772 | 1 | 1
CQ4K1CSrgUj4uBaz | optional | Residential |  | Küferstraße | 3.0663 | Hard (default) |  | TRUE | 65 | 359.7091 | 668.2874 | 0.64 | 2603.3287 | 2603.3287 | 2603.3287 | 19 | 0.64
vt8tYX78tnB2QHYb | optional | Residential |  | Auestraße | 8.4089 | Hard (default) |  | TRUE | 40 | 118.6416 | 1475.6581 | 0.75 | 5961.881 | 5961.881 | 5961.881 | 2.9231 | 0.75
k3LfOYV2uRhmz4az | optional | Connector |  |  | 12.3218 | Hard (default) |  | TRUE | 40 | 105.1357 | 2105.551 | 1 | 8736.1746 | 8736.1746 | 8736.1746 | 1 | 1
VyofzTcsML2Pbnp4 | optional | Connector |  |  | 5.7967 | Hard (default) |  | TRUE | 25 | 36.8821 | 760.1573 | 1 | 3686.6872 | 3686.6872 | 3686.6872 | 1 | 1
9yUMQEHWHBf1yU0I | optional | Tertiary |  | Mühlenstraße | 13.3838 | Hard (default) |  | TRUE | 150 | 4014.5482 | 4222.6283 | 0.62 | 19245.959 | 19245.959 | 19245.959 | 77 | 0.62494
IoPdG1StBL6uFk5o | optional | Tertiary |  | Mühlenstraße | 16.9286 | Hard (default) |  | TRUE | 150 | 3964.3824 | 5330.596 | 0.62 | 24343.2779 | 24343.2779 | 24343.2779 | 77 | 0.62494
F73zu2pjHKrzdPfU | optional | Connector |  |  | 15.3392 | Hard (default) |  | TRUE | 32 | 47.5799 | 2168.1923 | 0.81 | 10261.9449 | 10261.9449 | 10261.9449 | 2 | 0.81
OQB/afG/h0BsVOho | optional | Connector |  |  | 9.5137 | Hard (default) |  | TRUE | 25 | 31.6231 | 1191.1446 | 1 | 6050.7221 | 6050.7221 | 6050.7221 | 1 | 1
6yzD/YW2wYnX7jjz | optional | Connector |  |  | 7.5793 | Hard (default) |  | TRUE | 20 | 24.1544 | 887.387 | 1 | 4661.2641 | 4661.2641 | 4661.2641 | 1 | 1
NpoN78w3KE0pv6v7 | optional | Residential |  | Küferstraße | 3.8553 | Hard (default) |  | TRUE | 65 | 273.2557 | 805.0197 | 0.65 | 3273.1253 | 3273.1253 | 3273.1253 | 12.6667 | 0.65
Jtp/IxLDlvBcFCGG | optional | Residential |  | Kleine Straße | 19.1977 | Hard (default) |  | TRUE | 80 | 720.5819 | 4725.2212 | 0.63 | 18084.2447 | 18084.2447 | 18084.2447 | 38 | 0.63
icp/4DKYceYCwZUq | optional | Living street |  | Flethepad | 14.0347 | Hard (default) |  | TRUE | 40 | 124.126 | 2489.194 | 0.7 | 9950.6016 | 9950.6016 | 9950.6016 | 4.75 | 0.7
rW7KD3J/nE+gfR8r | optional | Connector |  |  | 6.5759 | Hard (default) |  | TRUE | 25 | 28.9846 | 803.7424 | 1 | 4182.2641 | 4182.2641 | 4182.2641 | 1 | 1
D4s8lElQkmxKbfm4 | optional | Residential |  | Fresenbergstraße | 12.1751 | Hard (default) |  | TRUE | 100 | 1050.5104 | 3175.5677 | 0.63 | 13076.0263 | 13076.0263 | 13076.0263 | 38 | 0.63
sD/6MZFrZGgssEr8 | optional | Service |  |  | 7.0499 | Hard (default) | [9 empty] | -0.6129 | 0
UD74guR5ku/HtgsS | optional | Secondary |  | Weserstrandstraße | 28.7911 | Hard (default) |  | TRUE | 100 | 885.0358 | 7343.8776 | 0.63 | 30921.6844 | 30921.6844 | 30921.6844 | 38 | 0.63
9Vq7uvqJYjxeRBeW | optional | Connector |  |  | 4.8476 | Hard (default) |  | TRUE | 25 | 30.0168 | 598.1532 | 1 | 3083.1033 | 3083.1033 | 3083.1033 | 1 | 1
ArcukZse4zfH2b4K | optional | Unclassified |  | Marschgehren | 57.8174 | Hard (default) | [9 empty] | -0.6129 | 0
U1P46uDIY9cW6Omj | optional | Connector |  |  | 38.1777 | Hard (default) |  | TRUE | 40 | 112.3039 | 6617.1862 | 0.81 | 27068.0055 | 27068.0055 | 27068.0055 | 2 | 0.81
h5BReIkECIIahV4q | optional | Connector |  |  | 4.9979 | Hard (default) |  | TRUE | 25 | 29.6242 | 614.4733 | 1 | 3178.6345 | 3178.6345 | 3178.6345 | 1 | 1
JccHyel+b4BA+0QQ | optional | Residential |  | Kapitän-Dallmann-Straße | 11.9003 | Hard (default) |  | TRUE | 80 | 515.547 | 2784.3892 | 0.64 | 11210.1222 | 11210.1222 | 11210.1222 | 19 | 0.64
xXeOMOLS5IX3zz7a | optional | Residential |  | Kaffeestraße | 18.0689 | Hard (default) |  | TRUE | 100 | 922.5813 | 4632.4972 | 0.63 | 19406.033 | 19406.033 | 19406.033 | 38 | 0.63
KjVMx1skbVn8N9Bz | optional | Residential |  | Richard-Jung-Straße | 28.9208 | Hard (default) |  | TRUE | 40 | 114.2779 | 5032.1982 | 0.7 | 20504.8259 | 20504.8259 | 20504.8259 | 4.75 | 0.7
PomzzYkYfpaGY3Vn | optional | Connector |  |  | 5.6639 | Hard (default) |  | TRUE | 25 | 30.0379 | 699.0121 | 1 | 3602.2716 | 3602.2716 | 3602.2716 | 1 | 1
gZnB3JvWYM6LPXNz | optional | Secondary |  | Weserstrandstraße | 33.2829 | Hard (default) |  | TRUE | 100 | 885.0358 | 8489.6131 | 0.63 | 35745.8486 | 35745.8486 | 35745.8486 | 38 | 0.63
6YqnUyHSo6O1y+zf | optional | Residential |  | Richard-Jung-Straße | 18.9069 | Hard (default) | [9 empty] | -0.6129 | 0
evudFdiPQJItmDgC | optional | Residential |  | Mühlenstraße | 5.1841 | Hard (default) |  | TRUE | 250 | 9168.2902 | 1803.283 | 0.62 | 11793.7775 | 11793.7775 | 11793.7775 | 77 | 0.62494
k8UAY+g0jUiunvV2 | optional | Connector |  |  | 9.7455 | Hard (default) |  | TRUE | 25 | 29.6981 | 1199.0018 | 1 | 6198.1615 | 6198.1615 | 6198.1615 | 1 | 1
MokvfBKpjbLDOcDM | optional | Residential |  | Fresenbergstraße | 0.073385 | Hard (default) |  | TRUE | 150 | 3157.5504 | 22.383 | 0.62 | 105.5283 | 105.5283 | 105.5283 | 77 | 0.62494
v+20wJ6jsRG7/OAu | optional | Secondary |  | Landrat-Christians-Straße | 6.016 | Hard (default) |  | TRUE | 65 | 394.2351 | 1333.0925 | 0.67 | 5107.6203 | 5107.6203 | 5107.6203 | 7.6 | 0.67
rT56SK9+AedG11Hg | optional | Connector |  |  | 8.732 | Hard (default) |  | TRUE | 20 | 24.1413 | 1022.3498 | 1 | 5370.1966 | 5370.1966 | 5370.1966 | 1 | 1
NsNpCMcSmPfz0+87 | optional | Residential |  | Flethestraße | 6.6681 | Hard (default) |  | TRUE | 40 | 116.9119 | 1166.2313 | 0.68 | 4727.6513 | 4727.6513 | 4727.6513 | 6.3333 | 0.68
8aHSyyh1pkUNDnsT | optional | Residential |  | Fresenbergstraße | 19.2171 | Hard (default) |  | TRUE | 150 | 3409.8292 | 5920.7019 | 0.62 | 27634.184 | 27634.184 | 27634.184 | 77 | 0.62494
9UvVXF3UhUV73AUm | optional | Connector |  |  | 8.3334 | Hard (default) |  | TRUE | 25 | 32.8716 | 1055.1005 | 1 | 5300.0195 | 5300.0195 | 5300.0195 | 1 | 1
Hgkx7oIh7Tjo0WKM | optional | Connector |  |  | 9.098 | Hard (default) |  | TRUE | 25 | 32.8943 | 1152.1415 | 1 | 5786.3102 | 5786.3102 | 5786.3102 | 1 | 1
/GRC8Fow2qWHv+Jf | optional | Connector |  |  | 7.774 | Hard (default) |  | TRUE | 25 | 29.5755 | 955.3676 | 1 | 4944.2697 | 4944.2697 | 4944.2697 | 1 | 1
IUJRo7oTrzTihDLJ | optional | Connector |  |  | 5.4604 | Hard (default) |  | TRUE | 25 | 39.6239 | 732.9577 | 1 | 3472.8456 | 3472.8456 | 3472.8456 | 1 | 1
y7vyMluMpEyG8BC0 | optional | Residential |  | Lüder-Clüver-Straße | 12.5989 | Hard (default) |  | TRUE | 25 | 29.8805 | 1552.6484 | 1 | 8012.9118 | 8012.9118 | 8012.9118 | 1 | 1
mPC2msGEcaFTeRC8 | optional | Connector |  |  | 5.5149 | Hard (default) |  | TRUE | 20 | 24.2296 | 645.6922 | 1 | 3391.6903 | 3391.6903 | 3391.6903 | 1 | 1
eXHpwIibJ/qVt6iS | optional | Residential |  | Küferstraße | 11.5154 | Hard (default) |  | TRUE | 65 | 307.3659 | 2446.0314 | 0.65 | 9776.6026 | 9776.6026 | 9776.6026 | 12.6667 | 0.65
tLLSZr0+rSwa5hZC | optional | Connector |  |  | 0.97292 | Hard (default) |  | TRUE | 25 | 33.5755 | 123.9559 | 1 | 618.7785 | 618.7785 | 618.7785 | 1 | 1
tlxdZ+jyllS9uhPF | optional | Residential |  | Kapitän-Dallmann-Straße | 13.4161 | Hard (default) |  | TRUE | 50 | 258.8425 | 2778.2665 | 0.67 | 10236.4874 | 10236.4874 | 10236.4874 | 7.6 | 0.67
+5fsd5FJGGEu0m71 | optional | Connector |  |  | 1.9957 | Hard (default) |  | TRUE | 32 | 58.3579 | 295.3622 | 1 | 1335.115 | 1335.115 | 1335.115 | 1 | 1
WSsjfhQGvhCyfTaU | optional | Connector |  |  | 5.153 | Hard (default) |  | TRUE | 25 | 30.5215 | 638.7713 | 1 | 3277.3379 | 3277.3379 | 3277.3379 | 1 | 1
KGgiZp3QdzybvbWF | optional | Footway |  | Schifferweg | 14.4622 | Hard (default) |  | TRUE | 32 | 69.4707 | 2239.5781 | 0.75 | 9675.2031 | 9675.2031 | 9675.2031 | 2.9231 | 0.75
sRzDkV5/XyuHj19d | optional | Unclassified |  | Marschgehren | 178.6505 | Hard (default) |  | TRUE | 80 | 667.4903 | 43409.5893 | 0.90144 | 168288.7427 | 168288.7427 | 168288.7427 | 1.3502 | 0.90144
u+8aC1h18X8tCoNa | optional | Residential |  | Fresenbergstraße | 5.0605 | Hard (default) |  | TRUE | 150 | 3676.8492 | 1575.6672 | 0.62 | 7276.9976 | 7276.9976 | 7276.9976 | 77 | 0.62494
XWSjgS/bqKtK9j6A | optional | Residential |  | Küferstraße | 3.0741 | Hard (default) |  | TRUE | 65 | 399.4951 | 682.8863 | 0.64 | 2609.8713 | 2609.8713 | 2609.8713 | 19 | 0.64
9ZClu6NSKcb4gR2C | optional | Path |  |  | 8.6794 | Hard (default) |  | TRUE | 250 | 11026.5788 | 3078.5081 | 0.62 | 19745.5326 | 19745.5326 | 19745.5326 | 77 | 0.62494
E+K+4OlzFQB5TE/D | optional | Connector |  |  | 0.28873 | Hard (default) |  | TRUE | 25 | 30.5048 | 35.7852 | 1 | 183.6306 | 183.6306 | 183.6306 | 1 | 1
CntUhTz+CdyCK3gw | optional | Connector |  |  | 6.3971 | Hard (default) |  | TRUE | 25 | 29.7923 | 787.7191 | 1 | 4068.5499 | 4068.5499 | 4068.5499 | 1 | 1
/f1P/mw0ECD1OQ3I | optional | Connector |  |  | 7.4214 | Hard (default) |  | TRUE | 25 | 31.1384 | 925.1268 | 1 | 4720.0386 | 4720.0386 | 4720.0386 | 1 | 1
/0PeXgiwRIclXrQ8 | optional | Connector |  |  | 8.1089 | Hard (default) |  | TRUE | 40 | 87.0591 | 1335.6239 | 1 | 5749.1917 | 5749.1917 | 5749.1917 | 1 | 1
Pw8vqA452/GiVxKB | optional | Unclassified |  | Nicolaus-H.-Schilling-Straße | 54.727 | Hard (default) |  | TRUE | 80 | 584.3217 | 13027.9874 | 0.68 | 51552.8462 | 51552.8462 | 51552.8462 | 6.3333 | 0.68
QaIBZP1RENi5OEMx | optional | Connector |  |  | 3.7573 | Hard (default) |  | TRUE | 25 | 28.5422 | 457.3677 | 1 | 2389.6653 | 2389.6653 | 2389.6653 | 1 | 1
+hxGJ9SFajYrbI0D | optional | Connector |  |  | 8.1672 | Hard (default) |  | TRUE | 32 | 49.8332 | 1165.7842 | 1 | 5463.8508 | 5463.8508 | 5463.8508 | 1 | 1
y0j3Qqn8j0UkmSrh | optional | Secondary |  | Lüssumer Straße | 27.5371 | Hard (default) | [9 empty] | -0.6129 | 0
pQ6hVCLBuPvLwkfT | optional | Tertiary |  | Mühlenstraße | 25.9103 | Hard (default) | [9 empty] | -0.6129 | 0
nD9B2xqbFJ6e5OWn | optional | Footway |  |  | 11.6548 | Hard (default) |  | TRUE | 40 | 126.5962 | 2076.9279 | 0.7 | 8263.2872 | 8263.2872 | 8263.2872 | 4.75 | 0.7
X2xpPWIFnazm73uJ | optional | Footway |  |  | 5.0314 | Hard (default) |  | TRUE | 32 | 67.0903 | 771.7551 | 1 | 3365.9863 | 3365.9863 | 3365.9863 | 1 | 1
DJrym9W8hUS6xO2q | optional | Platform |  | Fähre Blumenthal | 0.0045385 | Hard (default) | [9 empty] | -0.6129 | 0
ulL44uT2Xays6LhI | optional | Residential |  | Lüder-Clüver-Straße | 14.382 | Hard (default) |  | TRUE | 32 | 47.5895 | 2032.9746 | 0.75 | 9621.5644 | 9621.5644 | 9621.5644 | 2.9231 | 0.75
3gr4wjHBIps38eQe | optional | Residential |  | Richard-Jung-Straße | 26.4294 | Hard (default) |  | TRUE | 40 | 101.3991 | 4482.544 | 0.72 | 18738.4169 | 18738.4169 | 18738.4169 | 3.8 | 0.72
xjUAJRFQGed+hX2R | optional | Residential |  | Lüder-Clüver-Straße | 8.6947 | Hard (default) |  | TRUE | 50 | 259.0927 | 1800.9677 | 0.65 | 6634.082 | 6634.082 | 6634.082 | 12.6667 | 0.65
1vqExC2sgsEe4H9b | optional | Residential |  | Leverkenbarg | 21.7154 | Hard (default) |  | TRUE | 125 | 1574.2199 | 6030.9411 | 0.62 | 27165.9879 | 27165.9879 | 27165.9879 | 77 | 0.62494
U6difjqx6K0mmp/F | optional | Tertiary |  | Fresenbergstraße | 14.6722 | Hard (default) |  | TRUE | 40 | 98.0211 | 2471.5645 | 0.81 | 10402.6007 | 10402.6007 | 10402.6007 | 2 | 0.81
b+8OVQZEjJDJRykJ | optional | Residential |  | Küferstraße | 28.1491 | Hard (default) |  | TRUE | 50 | 156.3375 | 5267.4731 | 0.67 | 21477.7328 | 21477.7328 | 21477.7328 | 7.6 | 0.67
iDbNDGkWmlihbgw7 | optional | Residential |  | Mühlenstraße | 24.4724 | Hard (default) |  | TRUE | 250 | 8955.5714 | 8493.5724 | 0.62 | 55674.7782 | 55674.7782 | 55674.7782 | 77 | 0.62494
CIXshDgVDtDmhWv/ | optional | Residential |  | Wigmodistraße | 19.8841 | Hard (default) |  | TRUE | 100 | 1059.0726 | 5192.2025 | 0.63 | 21355.5524 | 21355.5524 | 21355.5524 | 38 | 0.63
BJ+sJkjw4cIGAXZ/ | optional | Connector |  |  | 6.9241 | Hard (default) |  | TRUE | 25 | 24.6282 | 812.2626 | 1 | 4403.6971 | 4403.6971 | 4403.6971 | 1 | 1
9zPWV2zJbSzez7o8 | optional | Connector |  |  | 7.4204 | Hard (default) |  | TRUE | 25 | 28.7381 | 904.9064 | 1 | 4719.4051 | 4719.4051 | 4719.4051 | 1 | 1
tFLxh+f+MfUQT7Xx | optional | Residential |  | Johann-Hoppe-Straße | 4.3862 | Hard (default) |  | TRUE | 125 | 2427.1349 | 1293.2126 | 0.62 | 5487.1356 | 5487.1356 | 5487.1356 | 77 | 0.62494
c/pmXLfBphLWmb3W | optional | Tertiary |  | Mühlenstraße | 10.83 | Hard (default) |  | TRUE | 200 | 4059.0686 | 3422.4461 | 0.62 | 19938.0668 | 19938.0668 | 19938.0668 | 77 | 0.62494
PtZknulXN8A4LOxg | optional | Residential |  | Richard-Jung-Straße | 11.6145 | Hard (default) |  | TRUE | 32 | 48.1458 | 1645.7633 | 0.75 | 7770.1179 | 7770.1179 | 7770.1179 | 2.9231 | 0.75
JMQtHWqjX/C6Kgoi | optional | Tertiary |  | Mühlenstraße | 2.8163 | Hard (default) |  | TRUE | 65 | 266.8105 | 586.1546 | 0.67 | 2391.0387 | 2391.0387 | 2391.0387 | 7.6 | 0.67
7tw57ex7gSO4WMhn | optional | Connector |  |  | 6.3254 | Hard (default) |  | TRUE | 25 | 37.4329 | 833.4256 | 1 | 4022.9667 | 4022.9667 | 4022.9667 | 1 | 1
Dgk3iuqGHIvwUaUa | optional | Connector |  |  | 8.291 | Hard (default) |  | TRUE | 32 | 49.3314 | 1180.8881 | 1 | 5546.6716 | 5546.6716 | 5546.6716 | 1 | 1
I4nA8K8V0d24bNyj | optional | Residential |  | Fresenbergstraße | 13.261 | Hard (default) |  | TRUE | 150 | 3139.1129 | 4041.6859 | 0.62 | 19069.318 | 19069.318 | 19069.318 | 77 | 0.62494
EnTj2jsu+f7N+OqV | optional | Connector |  |  | 8.2999 | Hard (default) |  | TRUE | 25 | 41.5925 | 1132.5372 | 1 | 5278.7498 | 5278.7498 | 5278.7498 | 1 | 1
0OPQ5paW1nJkNekh | optional | Tertiary |  | Fresenbergstraße | 3.9463 | Hard (default) |  | TRUE | 32 | 55.3949 | 576.8326 | 0.81 | 2640.0503 | 2640.0503 | 2640.0503 | 2 | 0.81
/5EqWjDXadIdiC36 | optional | Connector |  |  | 6.6371 | Hard (default) |  | TRUE | 25 | 32.6124 | 838.3908 | 1 | 4221.1888 | 4221.1888 | 4221.1888 | 1 | 1
+ovZiD847+oyoBu6 | optional | Residential |  | Besanstraße | 3.913 | Hard (default) |  | TRUE | 100 | 1233.2841 | 1045.4606 | 0.63 | 4202.537 | 4202.537 | 4202.537 | 38 | 0.63
gH6WxNFbFdhiV1B6 | optional | Footway |  |  | 11.3465 | Hard (default) |  | TRUE | 80 | 536.4345 | 2668.8677 | 0.66 | 10688.4407 | 10688.4407 | 10688.4407 | 9.5 | 0.66
TqDm4I2boxkHZsbH | optional | Residential |  | Kapitän-Dallmann-Straße | 46.6086 | Hard (default) |  | TRUE | 40 | 96.2658 | 7823.4024 | 0.72 | 33045.5258 | 33045.5258 | 33045.5258 | 3.8 | 0.72
q92e1aI25sWP2NVE | optional | Service |  |  | 21.6711 | Hard (default) | [9 empty] | -0.6129 | 0
jHHKzhEX8YrXaDFC | optional | Connector |  |  | 7.0287 | Hard (default) |  | TRUE | 25 | 35.929 | 914.1618 | 1 | 4470.2535 | 4470.2535 | 4470.2535 | 1 | 1
3NQ9oKjeWTOMydfe | optional | Residential |  | Kapitän-Dallmann-Straße | 4.704 | Hard (default) |  | TRUE | 32 | 73.2964 | 739.5523 | 0.9809 | 3146.967 | 3146.967 | 3146.967 | 1.0529 | 0.9809
QfGJpKshqy4h7p1I | optional | Residential |  | Besanstraße | 21.3738 | Hard (default) |  | TRUE | 65 | 295.449 | 4513.1687 | 0.65 | 18146.335 | 18146.335 | 18146.335 | 12.6667 | 0.65
BzrAOGsfUi1wugow | optional | Residential |  | Kaffeestraße | 16.0246 | Hard (default) |  | TRUE | 125 | 1998.1064 | 4586.7286 | 0.62 | 20046.8146 | 20046.8146 | 20046.8146 | 77 | 0.62494
tbPoJazRzKgqxPJa | optional | Residential |  | Fresenbergstraße | 5.2782 | Hard (default) |  | TRUE | 200 | 4354.0875 | 1678.5952 | 0.62 | 9717.1841 | 9717.1841 | 9717.1841 | 77 | 0.62494
Fn7dP7jU0g2ijI+h | optional | Connector |  |  | 7.3162 | Hard (default) |  | TRUE | 25 | 30.3602 | 905.5789 | 1 | 4653.0782 | 4653.0782 | 4653.0782 | 1 | 1
MeRHzko0K43/fOYG | optional | Residential |  | Lüder-Clüver-Straße | 1.7131 | Hard (default) |  | TRUE | 25 | 33.0454 | 217.2336 | 0.97063 | 1089.5285 | 1089.5285 | 1089.5285 | 1.0838 | 0.97063
gx+0DKLCmr/LUjU6 | optional | Service |  |  | 2.561 | Hard (default) |  | TRUE | 20 | 1 | 299.8483 | 1 | 1575.0422 | 1575.0422 | 1575.0422 | 1 | 1
OHHEwQF5BeVulOQ7 | optional | Connector |  |  | 1.9822 | Hard (default) |  | TRUE | 40 | 95.1153 | 331.9325 | 1 | 1405.3477 | 1405.3477 | 1405.3477 | 1 | 1
yP+toWwpq8+u6EvI | optional | Connector |  |  | 6.4267 | Hard (default) |  | TRUE | 25 | 29.5522 | 789.6216 | 1 | 4087.3677 | 4087.3677 | 4087.3677 | 1 | 1
Jw0agwHBZFeWNlft | optional | Service |  |  | 30.8426 | Hard (default) |  | TRUE | 40 | 94.8868 | 5162.5062 | 1 | 21867.3821 | 21867.3821 | 21867.3821 | 1 | 1
U7vHLC5jw2b262hs | optional | Unclassified |  | Marschgehren | 26.5355 | Hard (default) |  | TRUE | 50 | 151.0945 | 4938.4436 | 1 | 20246.5819 | 20246.5819 | 20246.5819 | 1 | 1
EIHrsv3VJfs96o5Y | optional | Connector |  |  | 3.4381 | Hard (default) |  | TRUE | 25 | 28.8626 | 419.7568 | 1 | 2186.6617 | 2186.6617 | 2186.6617 | 1 | 1
LCT7hW7uJUWLZ+rr | optional | Path |  |  | 81.5327 | Hard (default) | [9 empty] | -0.6129 | 0
xOV/yBo623TY/DIL | optional | Connector |  |  | 6.8677 | Hard (default) |  | TRUE | 25 | 24.6986 | 806.1966 | 1 | 4367.85 | 4367.85 | 4367.85 | 1 | 1
rIpkx2eYVu5sfVIQ | optional | Residential |  | Lüder-Clüver-Straße | 2.1429 | Hard (default) |  | TRUE | 65 | 339.5882 | 462.469 | 0.64 | 1819.3009 | 1819.3009 | 1819.3009 | 19 | 0.64
1VfCvPbcyhTkfd9Q | optional | Residential |  | Besanstraße | 28.761 | Hard (default) |  | TRUE | 100 | 1133.2181 | 7584.2753 | 0.63 | 30889.3172 | 30889.3172 | 30889.3172 | 38 | 0.63
uc3KnEY3NsnhDHZh | optional | Footway |  | Schifferweg | 16.2796 | Hard (default) |  | TRUE | 25 | 29.8116 | 2004.9738 | 1 | 10353.8027 | 10353.8027 | 10353.8027 | 1 | 1
jqr6VGLYO7pVU0PI | optional | Secondary |  | Landrat-Christians-Straße | 14.9536 | Hard (default) |  | TRUE | 80 | 550.9228 | 3530.1369 | 0.65 | 14086.2488 | 14086.2488 | 14086.2488 | 12.6667 | 0.65
DaJHrcZbjSxA4WzU | optional | Pedestrian |  |  | 18.1609 | Hard (default) |  | TRUE | 100 | 888.2133 | 4634.3713 | 0.63 | 19504.7572 | 19504.7572 | 19504.7572 | 38 | 0.63
/Hq2cC3Dqq4CLBjn | optional | Connector |  |  | 4.9971 | Hard (default) |  | TRUE | 20 | 24.2034 | 585.0598 | 1 | 3073.2009 | 3073.2009 | 3073.2009 | 1 | 1
EUyX1wFLH5lIiAyp | optional | Residential |  | George-Albrecht-Straße | 12.4156 | Hard (default) |  | TRUE | 65 | 275.1884 | 2595.0307 | 0.75 | 10540.8151 | 10540.8151 | 10540.8151 | 2.9231 | 0.75
pl95VUHxlhzMW432 | optional | Service |  |  | 40.3974 | Hard (default) | [9 empty] | -0.6129 | 0
LoXI/0SJ0dk8LuP/ | optional | Path |  |  | 8.219 | Hard (default) |  | TRUE | 250 | 10932.7341 | 2912.3753 | 0.62 | 18698.175 | 18698.175 | 18698.175 | 77 | 0.62494
I2tuzheP8rHmU3Fq | optional | Secondary |  | Landrat-Christians-Straße | 1.778 | Hard (default) |  | TRUE | 125 | 1500.1748 | 491.1656 | 0.63 | 2224.3207 | 2224.3207 | 2224.3207 | 38 | 0.63
H251eL9ajJ7bXqys | optional | Tertiary |  | Fresenbergstraße | 6.0391 | Hard (default) | [9 empty] | -0.6129 | 0
D7kZ5UOhcn1koO8e | optional | Residential |  | Besanstraße | 15.2526 | Hard (default) |  | TRUE | 100 | 1233.2841 | 4075.1438 | 0.63 | 16381.2419 | 16381.2419 | 16381.2419 | 38 | 0.63
K1kVltpBQC0YWAmI | optional | Secondary |  | Weserstrandstraße | 14.0845 | Hard (default) |  | TRUE | 100 | 1348.2832 | 3819.3723 | 0.63 | 15126.8024 | 15126.8024 | 15126.8024 | 38 | 0.63
VLzE62aYDS1TheQz | optional | Service |  |  | 16.4635 | Hard (default) | [9 empty] | -0.6129 | 0
jx8do8G0O5WppEd2 | optional | Residential |  | Kleine Straße | 19.4273 | Hard (default) |  | TRUE | 80 | 775.0631 | 4844.4927 | 0.63 | 18300.4978 | 18300.4978 | 18300.4978 | 38 | 0.63
RYsuS+ZTwnpSpiVg | optional | Connector |  |  | 22.4534 | Hard (default) |  | TRUE | 25 | 29.6945 | 2762.3712 | 1 | 14280.3707 | 14280.3707 | 14280.3707 | 1 | 1
BluV0bpfFqxlt/jW | optional | Connector |  |  | 4.4043 | Hard (default) |  | TRUE | 25 | 30.1541 | 544.1257 | 1 | 2801.1097 | 2801.1097 | 2801.1097 | 1 | 1
DtkRk+pvO7khkYHe | optional | Residential |  | George-Albrecht-Straße | 24.3465 | Hard (default) |  | TRUE | 40 | 107.088 | 4176.548 | 0.75 | 17261.6834 | 17261.6834 | 17261.6834 | 2.9231 | 0.75
RS2dkf41GjSgMdYc | optional | Residential |  | Flethestraße | 1.6058 | Hard (default) |  | TRUE | 25 | 28.6404 | 195.6417 | 1 | 1021.264 | 1021.264 | 1021.264 | 1 | 1
SYfjNFXMsGybIprm | optional | Residential |  | Allmersstraße | 23.5025 | Hard (default) |  | TRUE | 50 | 244.1648 | 4799.8441 | 0.65 | 17932.4167 | 17932.4167 | 17932.4167 | 12.6667 | 0.65
T0xmpnnKZe5XRq5u | optional | Unclassified |  | Zum Kammstuhl | 32.73 | Hard (default) |  | TRUE | 80 | 659.7309 | 7937.8775 | 0.67 | 30831.6666 | 30831.6666 | 30831.6666 | 7.6 | 0.67
QO9xdH5Uqli75Jth | optional | Connector |  |  | 5.4233 | Hard (default) |  | TRUE | 25 | 34.2586 | 695.1433 | 1 | 3449.2357 | 3449.2357 | 3449.2357 | 1 | 1
y758Uzfk2NeOKkLt | optional | Residential |  | Richard-Jung-Straße | 1.0911 | Hard (default) |  | TRUE | 100 | 1307.6088 | 294.3303 | 0.63 | 1171.8178 | 1171.8178 | 1171.8178 | 38 | 0.63
vQxshiYe2Gj8odqR | optional | Residential |  | Kleine Straße | 9.0803 | Hard (default) |  | TRUE | 80 | 751.4373 | 2251.5912 | 0.63 | 8553.6426 | 8553.6426 | 8553.6426 | 38 | 0.63
VrAgZpwCGifM8lMg | optional | Footway |  |  | 47.2813 | Hard (default) | [9 empty] | -0.6129 | 0
LJHdVcQj3MHMzbaB | optional | Residential |  | Küferstraße | 2.2835 | Hard (default) |  | TRUE | 50 | 231.379 | 460.6642 | 0.65 | 1742.297 | 1742.297 | 1742.297 | 12.6667 | 0.65
qgFPzPuAtdArD+fk | optional | Connector |  |  | 9.0053 | Hard (default) |  | TRUE | 25 | 28.9662 | 1100.4906 | 1 | 5727.3613 | 5727.3613 | 5727.3613 | 1 | 1
aZYhm9OOvomG2xJV | optional | Secondary |  | Landrat-Christians-Straße | 9.6708 | Hard (default) |  | TRUE | 250 | 12901.6153 | 3496.9264 | 0.62 | 22000.9867 | 22000.9867 | 22000.9867 | 77 | 0.62494
cg3VL3I0Kjh/Y+yF | optional | Residential |  | Cord-Steding-Straße | 12.6214 | Hard (default) |  | TRUE | 40 | 131.0578 | 2268.3911 | 0.68 | 8948.5925 | 8948.5925 | 8948.5925 | 6.3333 | 0.68
o/y4uUWyd3h08x2R | optional | Connector |  |  | 7.7431 | Hard (default) |  | TRUE | 25 | 29.5228 | 951.1107 | 1 | 4924.6241 | 4924.6241 | 4924.6241 | 1 | 1
kso5UmegDO9+Jx20 | optional | Secondary |  | Weserstrandstraße | 11.1006 | Hard (default) |  | TRUE | 100 | 885.0358 | 2831.4731 | 0.63 | 11922.0283 | 11922.0283 | 11922.0283 | 38 | 0.63
srzPmNvqKZEodo5F | optional | Connector |  |  | 6.6299 | Hard (default) |  | TRUE | 25 | 29.787 | 816.3458 | 1 | 4216.6094 | 4216.6094 | 4216.6094 | 1 | 1
O7b9x51bw1kHM2jG | optional | Connector |  |  | 9.4236 | Hard (default) |  | TRUE | 25 | 28.3261 | 1144.8028 | 1 | 5993.4001 | 5993.4001 | 5993.4001 | 1 | 1
VH1VBPN/yYnXXb95 | optional | Connector |  |  | 9.5476 | Hard (default) |  | TRUE | 25 | 27.9833 | 1156.1783 | 1 | 6072.2882 | 6072.2882 | 6072.2882 | 1 | 1
eTtn4mAdxNbHkAjz | optional | Connector |  |  | 4.642 | Hard (default) |  | TRUE | 32 | 48.9769 | 660.145 | 1 | 3105.4937 | 3105.4937 | 3105.4937 | 1 | 1
5vriQUgYGdPmI23W | optional | Connector |  |  | 3.9773 | Hard (default) |  | TRUE | 32 | 48.7049 | 564.9455 | 1 | 2660.7904 | 2660.7904 | 2660.7904 | 1 | 1
kya95ZYKx0y7OzmH | optional | Connector |  |  | 5.4513 | Hard (default) |  | TRUE | 25 | 34.912 | 702.7458 | 1 | 3467.016 | 3467.016 | 3467.016 | 1 | 1
ZiD6Y/NNEj2w0MZT | optional | Connector |  |  | 5.7308 | Hard (default) |  | TRUE | 25 | 33.614 | 730.3805 | 1 | 3644.7608 | 3644.7608 | 3644.7608 | 1 | 1
Ole5cUPu/kRBkJsi | optional | Residential |  | Wigmodistraße | 2.6094 | Hard (default) |  | TRUE | 65 | 440.4025 | 590.9378 | 0.65 | 2215.3667 | 2215.3667 | 2215.3667 | 12.6667 | 0.65
HkNlYQTb7TOjny57 | optional | Connector |  |  | 5.2792 | Hard (default) |  | TRUE | 25 | 30.4571 | 654.0194 | 1 | 3357.5407 | 3357.5407 | 3357.5407 | 1 | 1
3bH3Q4KI+OmZ8CRV | optional | Residential |  | Fresenbergstraße | 4.5545 | Hard (default) |  | TRUE | 150 | 3214.6123 | 1392.3277 | 0.62 | 6549.3533 | 6549.3533 | 6549.3533 | 77 | 0.62494
ytqUcJHaTfsWdX0m | optional | Service |  |  | 14.8408 | Hard (default) |  | TRUE | 65 | 432.9405 | 3349.2478 | 0.7 | 12599.8502 | 12599.8502 | 12599.8502 | 4.75 | 0.7
0eCbIdwugCCga/Rz | optional | Connector |  |  | 8.8511 | Hard (default) |  | TRUE | 25 | 32.5244 | 1117.1889 | 1 | 5629.3219 | 5629.3219 | 5629.3219 | 1 | 1
vz//Ops1n8niHwSc | optional | Living street |  | An der Wollkämmerei | 47.4128 | Hard (default) |  | TRUE | 125 | 2075.618 | 13644.6975 | 0.7 | 59313.4628 | 59313.4628 | 59313.4628 | 4.75 | 0.7
jO5/gdOhirFrp91Q | optional | Residential |  | Emmalene-Bulling-Straße | 25.3723 | Hard (default) |  | TRUE | 40 | 93.9565 | 4238.8193 | 0.81 | 17988.9394 | 17988.9394 | 17988.9394 | 2 | 0.81
CO0OLtIkvZg1bNQk | optional | Secondary |  | Weserstrandstraße | 4.87 | Hard (default) |  | TRUE | 100 | 923.536 | 1248.7383 | 0.63 | 5230.4234 | 5230.4234 | 5230.4234 | 38 | 0.63
lX3WMdRHdk9zWhbl | optional | Connector |  |  | 6.0298 | Hard (default) |  | TRUE | 25 | 29.6104 | 741.2506 | 1 | 3834.9316 | 3834.9316 | 3834.9316 | 1 | 1
oiLgxhW+nCvmOMSb | optional | Connector |  |  | 7.1218 | Hard (default) |  | TRUE | 32 | 65.4145 | 1085.0346 | 1 | 4764.4657 | 4764.4657 | 4764.4657 | 1 | 1
a7OE3sZiM3DGmsZm | optional | Residential |  | Dilichplatz | 6.5178 | Hard (default) |  | TRUE | 50 | 223.3715 | 1304.7222 | 0.65 | 4973.073 | 4973.073 | 4973.073 | 12.6667 | 0.65
lt81VWQdKabRxFRZ | optional | Connector |  |  | 6.6552 | Hard (default) |  | TRUE | 25 | 27.8471 | 804.8997 | 1 | 4232.7314 | 4232.7314 | 4232.7314 | 1 | 1
DAwKHq7IqGshrPui | optional | Tertiary |  | Mühlenstraße | 14.2309 | Hard (default) |  | TRUE | 65 | 302.1177 | 3014.9469 | 0.66 | 12082.0485 | 12082.0485 | 12082.0485 | 9.5 | 0.66
ECycrS8EjLtEHHWv | optional | Connector |  |  | 1.752 | Hard (default) |  | TRUE | 25 | 29.267 | 214.6949 | 1 | 1114.2569 | 1114.2569 | 1114.2569 | 1 | 1
UyEQ8ZJbbdyt03UD | optional | Connector |  |  | 4.7913 | Hard (default) |  | TRUE | 25 | 30.4773 | 593.6938 | 1 | 3047.2878 | 3047.2878 | 3047.2878 | 1 | 1
pwvVgmkiblAeJyNm | optional | Connector |  |  | 5.8699 | Hard (default) |  | TRUE | 25 | 32.8491 | 743.0445 | 1 | 3733.2367 | 3733.2367 | 3733.2367 | 1 | 1
j0kvYE4keLL/0MzQ | optional | Connector |  |  | 4.1463 | Hard (default) |  | TRUE | 25 | 31.0122 | 516.2724 | 1 | 2637.057 | 2637.057 | 2637.057 | 1 | 1
OJrtogN3tCpi7HZl | optional | Connector |  |  | 6.4495 | Hard (default) |  | TRUE | 25 | 32.9301 | 817.0039 | 1 | 4101.8663 | 4101.8663 | 4101.8663 | 1 | 1
eZjn9tv5sDufBuiN | optional | Residential |  | Dilichplatz | 10.2809 | Hard (default) |  | TRUE | 32 | 70.9021 | 1601.1488 | 0.72 | 6877.8953 | 6877.8953 | 6877.8953 | 3.8 | 0.72
w+NEZiJvr4E+Cqmd | optional | Connector |  |  | 4.926 | Hard (default) |  | TRUE | 25 | 36.2201 | 642.2986 | 1 | 3132.9284 | 3132.9284 | 3132.9284 | 1 | 1
ExsGxyGahNi7h1s0 | optional | Residential |  | Richard-Jung-Straße | 3.2395 | Hard (default) |  | TRUE | 125 | 1552.2124 | 898.2516 | 0.62 | 4052.5591 | 4052.5591 | 4052.5591 | 77 | 0.62494
ohGd2fWLAkHDn7wF | optional | Residential |  | Fresenbergstraße | 14.8061 | Hard (default) |  | TRUE | 100 | 1226.6041 | 3952.4352 | 0.63 | 15901.7965 | 15901.7965 | 15901.7965 | 38 | 0.63
lSC4qJJ1Lv8sOFZu | optional | Residential |  | Johann-Hoppe-Straße | 4.0011 | Hard (default) |  | TRUE | 125 | 2367.204 | 1174.8701 | 0.62 | 5005.4161 | 5005.4161 | 5005.4161 | 77 | 0.62494
xxf+TryP6D/cqvSB | optional | Residential |  | Wigmodistraße | 58.561 | Hard (default) |  | TRUE | 50 | 149.6373 | 10882.0048 | 0.83172 | 44682.0506 | 44682.0506 | 44682.0506 | 1.7948 | 0.83172
ie/Pmol8LTiVWTRl | optional | Footway |  | Schifferweg | 44.2888 | Hard (default) | [9 empty] | -0.6129 | 0
VchwqG7ztkcFHBNF | optional | Connector |  |  | 6.4255 | Hard (default) |  | TRUE | 25 | 30.3217 | 795.0573 | 1 | 4086.6269 | 4086.6269 | 4086.6269 | 1 | 1
qIyOjvf+YWUQ7na4 | optional | Connector |  |  | 6.1812 | Hard (default) |  | TRUE | 25 | 38.278 | 820.3232 | 1 | 3931.2705 | 3931.2705 | 3931.2705 | 1 | 1
Xmx4KwSRZoK4V3JH | optional | Connector |  |  | 7.1167 | Hard (default) |  | TRUE | 25 | 29.7895 | 876.3127 | 1 | 4526.2479 | 4526.2479 | 4526.2479 | 1 | 1
uoyFDsDKcyoRhH2E | optional | Construction |  |  | 80.8461 | Hard (default) |  | TRUE | 100 | 1443.9319 | 22192.1667 | 1 | 86828.6792 | 86828.6792 | 86828.6792 | 1 | 1
sc15qRu4gEZSVosV | optional | Connector |  |  | 6.813 | Hard (default) |  | TRUE | 25 | 36.3275 | 889.166 | 1 | 4333.0454 | 4333.0454 | 4333.0454 | 1 | 1
vspZIxsmSAe+7Vo9 | optional | Tertiary |  | Fresenbergstraße | 22.0167 | Hard (default) |  | TRUE | 50 | 185.65 | 4245.5929 | 0.72 | 16798.7802 | 16798.7802 | 16798.7802 | 3.8 | 0.72
vvOLowog6uzWJrNC | optional | Connector |  |  | 7.4374 | Hard (default) |  | TRUE | 25 | 28.7389 | 906.9808 | 1 | 4730.19 | 4730.19 | 4730.19 | 1 | 1
l2BKvIGprer8JZ/W | optional | Service |  |  | 25.797 | Hard (default) |  | TRUE | 40 | 100.3914 | 4366.4222 | 1 | 18290.0709 | 18290.0709 | 18290.0709 | 1 | 1
MvaR/qu/aA4REMbB | optional | Connector |  |  | 6.3021 | Hard (default) |  | TRUE | 25 | 43.2568 | 871.7693 | 1 | 4008.1518 | 4008.1518 | 4008.1518 | 1 | 1
bFLSh6f11gWfHpBy | optional | Connector |  |  | 8.7936 | Hard (default) |  | TRUE | 25 | 24.6046 | 1031.3437 | 1 | 5592.7175 | 5592.7175 | 5592.7175 | 1 | 1
LOVi7er38wZY4Jo9 | optional | Footway |  | Schifferweg | 6.452 | Hard (default) |  | TRUE | 32 | 60.4821 | 963.3559 | 0.81 | 4316.3945 | 4316.3945 | 4316.3945 | 2 | 0.81
aXJ2f9G1O+LbjjVJ | optional | Secondary |  | Landrat-Christians-Straße | 16.4859 | Hard (default) |  | TRUE | 300 | 14953.4704 | 6068.2489 | 0.62 | 45105.348 | 45105.348 | 45105.348 | 77 | 0.62494
E8m72HIheadv6VWE | optional | Residential |  | Kaffeestraße | 33.484 | Hard (default) |  | TRUE | 125 | 1846.2857 | 9482.1526 | 0.62 | 41888.5428 | 41888.5428 | 41888.5428 | 77 | 0.62494
GfYz+HZ/tcfYQO79 | optional | Connector |  |  | 3.1537 | Hard (default) |  | TRUE | 40 | 136.9016 | 573.0958 | 1 | 2236.0006 | 2236.0006 | 2236.0006 | 1 | 1
VtJN7TeSu5ROCejr | optional | Connector |  |  | 10.9337 | Hard (default) |  | TRUE | 25 | 24.9552 | 1286.667 | 1 | 6953.8192 | 6953.8192 | 6953.8192 | 1 | 1
xfuIglKQehT165I9 | optional | Connector |  |  | 5.8759 | Hard (default) |  | TRUE | 32 | 53.8638 | 853.3419 | 1 | 3930.9881 | 3930.9881 | 3930.9881 | 1 | 1
IoxYDL5pdppCYU8+ | optional | Residential |  | Eichsfelder Straße | 2.8329 | Hard (default) |  | TRUE | 50 | 204.1521 | 556.4788 | 0.63044 | 2161.4752 | 2161.4752 | 2161.4752 | 36.4021 | 0.63044
NOcUrdNlmdTpzVw3 | optional | Residential |  | Fresenbergstraße | 12.491 | Hard (default) |  | TRUE | 150 | 3097.5578 | 3800.6391 | 0.62 | 17962.0163 | 17962.0163 | 17962.0163 | 77 | 0.62494
nD4B/+AHJxTl6gAV | optional | Connector |  |  | 19.7541 | Hard (default) |  | TRUE | 25 | 29.8116 | 2432.8884 | 1 | 12563.579 | 12563.579 | 12563.579 | 1 | 1
KnE9BXScHiB3cuUQ | optional | Connector |  |  | 6.7558 | Hard (default) |  | TRUE | 20 | 24.2065 | 790.9677 | 1 | 4154.7934 | 4154.7934 | 4154.7934 | 1 | 1
7A6KNmPjl4a7s7nP | optional | Connector |  |  | 7.4677 | Hard (default) |  | TRUE | 32 | 80.0017 | 1204.9592 | 1 | 4995.9008 | 4995.9008 | 4995.9008 | 1 | 1
BeLl3I0Hf7DXrino | optional | Unclassified |  | Marschgehren | 3.2444 | Hard (default) |  | TRUE | 125 | 1600.524 | 902.7569 | 0.72 | 4058.6988 | 4058.6988 | 4058.6988 | 3.8 | 0.72
wuPXbo+HU6HmZleB | optional | Residential |  | Heimstättenweg | 43.923 | Hard (default) |  | TRUE | 40 | 135.0721 | 7954.2455 | 0.67 | 31141.407 | 31141.407 | 31141.407 | 7.6 | 0.67
q9VcxLNrAK3QrUFB | optional | Residential |  | Lüder-Clüver-Straße | 11.4223 | Hard (default) |  | TRUE | 50 | 235.5816 | 2313.6512 | 0.62 | 8715.2073 | 8715.2073 | 8715.2073 | 77 | 0.62494
sjO90612mlJlQOQ7 | optional | Residential |  | Johann-Hoppe-Straße | 16.5306 | Hard (default) |  | TRUE | 125 | 2050.3646 | 4748.891 | 0.62 | 20679.8206 | 20679.8206 | 20679.8206 | 77 | 0.62494
o0eK3VyKrrcD62r2 | optional | Tertiary |  | Mühlenstraße | 13.5392 | Hard (default) |  | TRUE | 32 | 71.6472 | 2114.8314 | 0.81 | 9057.7295 | 9057.7295 | 9057.7295 | 2 | 0.81
DTbWn+gNZBEGu9Px | optional | Residential |  | George-Albrecht-Straße | 18.1258 | Hard (default) |  | TRUE | 32 | 79.536 | 2919.4956 | 0.81 | 12126.1649 | 12126.1649 | 12126.1649 | 2 | 0.81
Rjho3u6+ZwssHJCC | optional | Living street |  | An der Wollkämmerei | 73.0499 | Hard (default) |  | TRUE | 300 | 18282.6674 | 27437.9478 | 0.62 | 199864.4443 | 199864.4443 | 199864.4443 | 77 | 0.62494
njYmhe7mytbUvgMQ | optional | Residential |  | Cord-Steding-Straße | 13.4558 | Hard (default) |  | TRUE | 65 | 499.5112 | 3131.3143 | 0.63 | 11424.0158 | 11424.0158 | 11424.0158 | 38 | 0.63
Y0Tt9wT2t5S9SAvE | optional | Connector |  |  | 8.7817 | Hard (default) |  | TRUE | 20 | 24.2037 | 1028.1687 | 1 | 5400.7621 | 5400.7621 | 5400.7621 | 1 | 1
lWvWQpL5TfgKBPxW | optional | Residential |  | Küferstraße | 15.645 | Hard (default) |  | TRUE | 80 | 695.8772 | 3827.8545 | 0.63 | 14737.5872 | 14737.5872 | 14737.5872 | 38 | 0.63
AyT67115d2zrrZzu | optional | Unclassified |  | Marschgehren | 95.2893 | Hard (default) | [9 empty] | -0.6129 | 0
6xpnSOSa0FVMmIui | optional | Connector |  |  | 6.286 | Hard (default) |  | TRUE | 25 | 28.8887 | 767.6338 | 1 | 3997.9092 | 3997.9092 | 3997.9092 | 1 | 1
+vWvIBnx9r+Ch4BJ | optional | Connector |  |  | 4.659 | Hard (default) |  | TRUE | 25 | 41.5692 | 635.6005 | 1 | 2963.1017 | 2963.1017 | 2963.1017 | 1 | 1
5NBGwTzUKtWDXHX+ | optional | Footway |  |  | 11.3677 | Hard (default) |  | TRUE | 25 | 38.2966 | 1508.8665 | 1 | 7229.8578 | 7229.8578 | 7229.8578 | 1 | 1
y+OW+Ruzs+y/beo9 | optional | Footway |  |  | 10.9129 | Hard (default) |  | TRUE | 25 | 24.7831 | 1282.0998 | 1 | 6940.584 | 6940.584 | 6940.584 | 1 | 1
5/PXWRgCCTs9DrDo | optional | Connector |  |  | 16.0384 | Hard (default) |  | TRUE | 25 | 29.5494 | 1970.5271 | 1 | 10200.4218 | 10200.4218 | 10200.4218 | 1 | 1
9guPXKoHyJnL2H9v | optional | Service |  |  | 55.0125 | Hard (default) |  | TRUE | 100 | 1443.9319 | 15100.8815 | 1 | 59083.4422 | 59083.4422 | 59083.4422 | 1 | 1
T+GvCmnfp/ZH5Dqu | optional | Connector |  |  | 5.3931 | Hard (default) |  | TRUE | 20 | 24.2 | 631.4273 | 1 | 3316.7599 | 3316.7599 | 3316.7599 | 1 | 1
9MoxnNjuWKt7l1C8 | optional | Residential |  | Eichsfelder Straße | 3.3614 | Hard (default) |  | TRUE | 65 | 346.453 | 727.882 | 0.62 | 2853.8167 | 2853.8167 | 2853.8167 | 77 | 0.62494
tWg/xBF3NBUkvrCW | optional | Connector |  |  | 5.7424 | Hard (default) |  | TRUE | 25 | 40.1654 | 774.3086 | 1 | 3652.145 | 3652.145 | 3652.145 | 1 | 1
pjxkfBdNZ0qukXt9 | optional | Service |  |  | 8.5888 | Hard (default) |  | TRUE | 32 | 57.3579 | 1265.8447 | 1 | 5745.9085 | 5745.9085 | 5745.9085 | 1 | 1
ydiN+cWlRCi9E9OG | optional | Tertiary |  | Mühlenstraße | 7.6801 | Hard (default) |  | TRUE | 40 | 95.4182 | 1286.9004 | 0.75 | 5445.1635 | 5445.1635 | 5445.1635 | 2.9231 | 0.75
m7nmtZGDZnTibHJG | optional | Residential |  | Kaffeestraße | 27.3774 | Hard (default) |  | TRUE | 125 | 1889.9643 | 7776.8289 | 0.62 | 34249.0961 | 34249.0961 | 34249.0961 | 77 | 0.62494
+W/ievWqcLPWXFzm | optional | Connector |  |  | 2.4244 | Hard (default) |  | TRUE | 32 | 47.7956 | 343.0069 | 1 | 1621.9072 | 1621.9072 | 1621.9072 | 1 | 1
Y6U9uhHLET/zz6tA | optional | Service |  |  | 72.3323 | Hard (default) |  | TRUE | 32 | 44.4229 | 10083.2212 | 1 | 48390.2819 | 48390.2819 | 48390.2819 | 1 | 1
rUS+6/HNR2xkNv2p | optional | Connector |  |  | 9.5183 | Hard (default) |  | TRUE | 25 | 31.9271 | 1194.9788 | 1 | 6053.6165 | 6053.6165 | 6053.6165 | 1 | 1
3LnzPIrhz/yfpMug | optional | Connector |  |  | 4.956 | Hard (default) |  | TRUE | 25 | 24.8803 | 582.7961 | 1 | 3151.9959 | 3151.9959 | 3151.9959 | 1 | 1
1nnua7NZYrA9X1dW | optional | Residential |  | Dilichplatz | 6.3884 | Hard (default) |  | TRUE | 50 | 207.1993 | 1258.6976 | 0.65 | 4874.3126 | 4874.3126 | 4874.3126 | 12.6667 | 0.65
0QG0vkY0XqhDqUIV | optional | Residential |  | Fresenbergstraße | 8.9958 | Hard (default) |  | TRUE | 32 | 81.8892 | 1461.9971 | 0.75 | 6018.1701 | 6018.1701 | 6018.1701 | 2.9231 | 0.75
PNpkIq5ld6g2Dnwm | optional | Residential |  | Johann-Hoppe-Straße | 15.8845 | Hard (default) |  | TRUE | 125 | 1694.6223 | 4449.9138 | 0.63 | 19871.527 | 19871.527 | 19871.527 | 38 | 0.63
XuSi/1Qj1aqO9YHc | optional | Residential |  | Richard-Jung-Straße | 15.5299 | Hard (default) |  | TRUE | 40 | 86.0068 | 2552.371 | 0.7 | 11010.6821 | 11010.6821 | 11010.6821 | 4.75 | 0.7
piw7veSs74Ud+HZE | optional | Connector |  |  | 8.1664 | Hard (default) |  | TRUE | 25 | 28.4812 | 993.5101 | 1 | 5193.852 | 5193.852 | 5193.852 | 1 | 1
L+xzdKBd3Xn+d4Nr | optional | Residential |  | Cord-Steding-Straße | 25.3454 | Hard (default) |  | TRUE | 32 | 75.6409 | 4021.4192 | 0.75 | 16956.0432 | 16956.0432 | 16956.0432 | 2.9231 | 0.75
xtXUmL8saN81YSPK | optional | Connector |  |  | 5.378 | Hard (default) |  | TRUE | 25 | 29.8608 | 662.6435 | 1 | 3420.3887 | 3420.3887 | 3420.3887 | 1 | 1
K2ckxWACv5wHv2wK | optional | Connector |  |  | 7.4522 | Hard (default) |  | TRUE | 100 | 1132.5808 | 1964.9733 | 1 | 8003.6366 | 8003.6366 | 8003.6366 | 1 | 1
AYkjw1xAVxSE+sTT | optional | Residential |  | Lüder-Clüver-Straße | 17.2641 | Hard (default) |  | TRUE | 40 | 88.783 | 2853.7453 | 0.7 | 12240.2299 | 12240.2299 | 12240.2299 | 4.75 | 0.7
qJJJROGDmcjRdygH | optional | Connector |  |  | 7.4625 | Hard (default) |  | TRUE | 32 | 65.2854 | 1136.3539 | 1 | 4992.4225 | 4992.4225 | 4992.4225 | 1 | 1
/HjUYXIxyf/YsxN6 | optional | Tertiary |  | Mühlenstraße | 7.3081 | Hard (default) |  | TRUE | 65 | 336.6379 | 1574.9434 | 0.65 | 6204.6095 | 6204.6095 | 6204.6095 | 12.6667 | 0.65
ELGfEZERx4VfgY/6 | optional | Residential |  | Lüder-Clüver-Straße | 10.2698 | Hard (default) |  | TRUE | 100 | 1083.4836 | 2690.3922 | 0.63 | 11029.7582 | 11029.7582 | 11029.7582 | 38 | 0.63
k5TQ2r3u0ifMw+0b | optional | Residential |  | Heimstättenweg | 19.6198 | Hard (default) |  | TRUE | 32 | 45.5102 | 2748.1885 | 0.81 | 13125.6315 | 13125.6315 | 13125.6315 | 2 | 0.81
ExaH/Jeb1skS5roJ | optional | Connector |  |  | 6.9992 | Hard (default) |  | TRUE | 25 | 30.7527 | 869.4482 | 1 | 4451.502 | 4451.502 | 4451.502 | 1 | 1
divAJdV+S6b7EhGW | optional | Connector |  |  | 7.3324 | Hard (default) |  | TRUE | 25 | 30.6096 | 909.6496 | 1 | 4663.3915 | 4663.3915 | 4663.3915 | 1 | 1
xkx/HGrVkkuaUJaJ | optional | Connector |  |  | 20.6027 | Hard (default) |  | TRUE | 25 | 36.4018 | 2690.5993 | 1 | 13103.2854 | 13103.2854 | 13103.2854 | 1 | 1
h9cGuBEVzyYV6Lrm | optional | Secondary |  | Landrat-Christians-Straße | 21.3818 | Hard (default) |  | TRUE | 300 | 16875.7721 | 7963.181 | 0.62 | 58500.4954 | 58500.4954 | 58500.4954 | 77 | 0.62494
SaM5dwTDs0hRFngC | optional | Residential |  | Fresenbergstraße | 3.8832 | Hard (default) |  | TRUE | 200 | 4256.7273 | 1232.3592 | 0.62 | 7148.8806 | 7148.8806 | 7148.8806 | 77 | 0.62494
OfznslvhpS4W+3r2 | optional | Connector |  |  | 7.4851 | Hard (default) |  | TRUE | 20 | 24.1278 | 876.3581 | 1 | 4603.3319 | 4603.3319 | 4603.3319 | 1 | 1
ph4uQtyBw6hEI4tG | optional | Residential |  | Cord-Steding-Straße | 0.22578 | Hard (default) |  | TRUE | 65 | 359.2421 | 49.1957 | 0.64 | 191.6862 | 191.6862 | 191.6862 | 19 | 0.64
vZGIbhY6sTKOVDNR | optional | Secondary |  | Lüssumer Straße | 9.2469 | Hard (default) |  | TRUE | 65 | 466.5343 | 2119.6369 | 0.66 | 7850.6164 | 7850.6164 | 7850.6164 | 9.5 | 0.66
8AOoRvudIrDDYmOx | optional | Connector |  |  | 10.6275 | Hard (default) |  | TRUE | 25 | 25.4461 | 1256.5281 | 1 | 6759.118 | 6759.118 | 6759.118 | 1 | 1
X+5ayNlRARkKv9/7 | optional | Connector |  |  | 6.3717 | Hard (default) |  | TRUE | 25 | 29.766 | 784.4086 | 1 | 4052.4266 | 4052.4266 | 4052.4266 | 1 | 1
2Cpsk06NmIy4rI1K | optional | Residential |  | Eichsfelder Straße | 16.0499 | Hard (default) |  | TRUE | 65 | 310.6031 | 3414.7005 | 0.62 | 13626.3634 | 13626.3634 | 13626.3634 | 77 | 0.62494
P4AVe41FmInlVhbU | optional | Connector |  |  | 5.5588 | Hard (default) |  | TRUE | 25 | 30.3723 | 688.135 | 1 | 3535.4112 | 3535.4112 | 3535.4112 | 1 | 1
L5BkHRDxltf/C2v0 | optional | Connector |  |  | 12.6542 | Hard (default) | [9 empty] | -0.6129 | 0
V7429858W+Dvybf6 | optional | Residential |  | Küferstraße | 15.4213 | Hard (default) |  | TRUE | 50 | 193.8169 | 2998.2846 | 0.66 | 11766.4649 | 11766.4649 | 11766.4649 | 9.5 | 0.66
6ThENpZN5dmCEoi7 | optional | Residential |  | Allmersstraße | 14.4084 | Hard (default) |  | TRUE | 25 | 28.4732 | 1752.7634 | 1 | 9163.7456 | 9163.7456 | 9163.7456 | 1 | 1
2VlOQkwfnCqDxV5a | optional | Connector |  |  | 11.1769 | Hard (default) |  | TRUE | 32 | 66.2779 | 1708.8111 | 1 | 7477.3642 | 7477.3642 | 7477.3642 | 1 | 1
LGXBmuG6xHp1dfYO | optional | Residential |  | Eichsfelder Straße | 7.7898 | Hard (default) |  | TRUE | 50 | 218.9916 | 1552.7027 | 0.62 | 5943.593 | 5943.593 | 5943.593 | 77 | 0.62494
4lInH9MBCPr1o9i8 | optional | Connector |  |  | 5.4737 | Hard (default) |  | TRUE | 40 | 85.6702 | 898.9798 | 1 | 3880.8242 | 3880.8242 | 3880.8242 | 1 | 1
LyXQQZvIj0Uyzda2 | optional | Connector |  |  | 6.4135 | Hard (default) |  | TRUE | 25 | 29.6518 | 788.7251 | 1 | 4078.9959 | 4078.9959 | 4078.9959 | 1 | 1
2h1Edw8HuPJLJ4eJ | optional | Living street |  | An der Wollkämmerei | 12.7103 | Hard (default) | [9 empty] | -0.6129 | 0
k5ynerSfxdszY776 | optional | Connector |  |  | 6.8513 | Hard (default) |  | TRUE | 32 | 72.1887 | 1072.4692 | 1 | 4583.5335 | 4583.5335 | 4583.5335 | 1 | 1
K98LVsj1/3kkBvdn | optional | Service |  |  | 67.2728 | Hard (default) |  | TRUE | 125 | 1487.4095 | 18566.2652 | 0.75 | 84158.2778 | 84158.2778 | 84158.2778 | 2.9231 | 0.75
y79qLIAxOkWTb3t9 | optional | Connector |  |  | 6.7254 | Hard (default) |  | TRUE | 25 | 28.9984 | 822.1174 | 1 | 4277.3332 | 4277.3332 | 4277.3332 | 1 | 1
ol4YA77vlM/n5M/z | optional | Residential |  | Kapitän-Dallmann-Straße | 4.6673 | Hard (default) |  | TRUE | 80 | 584.669 | 1111.17 | 0.64 | 4396.613 | 4396.613 | 4396.613 | 19 | 0.64
Md9/5pwitRgR78Kb | optional | Living street |  | An der Wollkämmerei | 56.1721 | Hard (default) | [9 empty] | -0.6129 | 0
rEAd9pzfWbZw7/hQ | optional | Secondary |  | Landrat-Christians-Straße | 9.5077 | Hard (default) |  | TRUE | 250 | 12794.5244 | 3434.2209 | 0.62 | 21630.0628 | 21630.0628 | 21630.0628 | 77 | 0.62494
w16pWiLVOjtnzdVn | optional | Connector |  |  | 6.976 | Hard (default) |  | TRUE | 25 | 24.7465 | 819.2903 | 1 | 4436.7504 | 4436.7504 | 4436.7504 | 1 | 1
4A7TWc+luDyCHkRM | optional | Residential |  | Cord-Steding-Straße | 25.0578 | Hard (default) |  | TRUE | 65 | 430.1912 | 5647.7177 | 0.64 | 21274.0578 | 21274.0578 | 21274.0578 | 19 | 0.64
3cBbqf0/zGt+EhYH | optional | Connector |  |  | 7.6297 | Hard (default) |  | TRUE | 20 | 24.1385 | 893.2928 | 1 | 4692.2864 | 4692.2864 | 4692.2864 | 1 | 1
Mv24NqayUIs4cBLW | optional | Connector |  |  | 12.0906 | Hard (default) |  | TRUE | 25 | 32.6977 | 1528.4362 | 1 | 7689.6184 | 7689.6184 | 7689.6184 | 1 | 1
bl+/hSlOSHIGbuzs | optional | Connector |  |  | 6.965 | Hard (default) |  | TRUE | 25 | 31.4474 | 870.6532 | 1 | 4429.7201 | 4429.7201 | 4429.7201 | 1 | 1
qcvEu4zs0BBrfBxW | optional | Residential |  | Besanstraße | 15.2802 | Hard (default) |  | TRUE | 32 | 47.7988 | 2161.9106 | 0.81 | 10222.4458 | 10222.4458 | 10222.4458 | 2 | 0.81
Jns9M1Ia/l72q85G | optional | Service |  |  | 10.71 | Hard (default) |  | TRUE | 40 | 118.6416 | 1879.4793 | 0.75 | 7593.3794 | 7593.3794 | 7593.3794 | 2.9231 | 0.75
Obq+EOKP4cNwv6tH | optional | Connector |  |  | 8.5326 | Hard (default) |  | TRUE | 25 | 32.8168 | 1079.8016 | 1 | 5426.752 | 5426.752 | 5426.752 | 1 | 1
PIHLnqvf11jFdLnL | optional | Connector |  |  | 9.9405 | Hard (default) |  | TRUE | 25 | 43.8429 | 1381.6364 | 1 | 6322.1516 | 6322.1516 | 6322.1516 | 1 | 1
DiJN/8YuPWIub4+N | optional | Connector |  |  | 3.9623 | Hard (default) |  | TRUE | 25 | 32.5822 | 500.3783 | 1 | 2520.018 | 2520.018 | 2520.018 | 1 | 1
QI1OKgCqhj8jrK6i | optional | Service |  |  | 37.6132 | Hard (default) |  | TRUE | 32 | 48.2405 | 5331.9432 | 1 | 25163.2469 | 25163.2469 | 25163.2469 | 1 | 1
lOrj387edPygWbmg | optional | Residential |  | Küferstraße | 11.0945 | Hard (default) |  | TRUE | 80 | 584.0906 | 2640.9489 | 0.63 | 10451.0595 | 10451.0595 | 10451.0595 | 38 | 0.63
F9lFs00WXbRt3f0M | optional | Residential |  | Allmersstraße | 4.1583 | Hard (default) |  | TRUE | 40 | 118.6571 | 729.7642 | 0.68 | 2948.268 | 2948.268 | 2948.268 | 6.3333 | 0.68
MuHifma0X5WSsZxo | optional | Connector |  |  | 10.5731 | Hard (default) |  | TRUE | 20 | 24.2006 | 1237.907 | 1 | 6502.475 | 6502.475 | 6502.475 | 1 | 1
TUTgKF9Gm3fxzBi7 | optional | Tertiary |  | Mühlenstraße | 3.0092 | Hard (default) |  | TRUE | 200 | 4085.8878 | 951.4942 | 0.62 | 5539.8967 | 5539.8967 | 5539.8967 | 77 | 0.62494
11a6+sEOyX5+iiYU | optional | Connector |  |  | 2.6885 | Hard (default) |  | TRUE | 40 | 86.4101 | 442.2333 | 1 | 1906.1556 | 1906.1556 | 1906.1556 | 1 | 1
u9icAk4tYgyr0Qci | optional | Residential |  | Kapitän-Dallmann-Straße | 10.4855 | Hard (default) |  | TRUE | 65 | 305.0572 | 2224.7107 | 0.67 | 8902.2218 | 8902.2218 | 8902.2218 | 7.6 | 0.67
DAsTJ+IEh8GteuFS | optional | Secondary |  | Landrat-Christians-Straße | 0.37955 | Hard (default) |  | TRUE | 250 | 12820.3262 | 137.1298 | 0.62 | 863.4699 | 863.4699 | 863.4699 | 77 | 0.62494
Bk6l2S4sNfvpbe2Q | optional | Service |  |  | 36.4595 | Hard (default) | [9 empty] | -0.6129 | 0
yNwETJW3S+aQf7Jv | optional | Connector |  |  | 14.293 | Hard (default) |  | TRUE | 25 | 29.1777 | 1750.0854 | 1 | 9090.3366 | 9090.3366 | 9090.3366 | 1 | 1
1qQqpwJjGLrGW3AA | optional | Connector |  |  | 7.0744 | Hard (default) |  | TRUE | 25 | 29.6124 | 869.6806 | 1 | 4499.2949 | 4499.2949 | 4499.2949 | 1 | 1
yGrWpnFK3rJn1OBr | optional | Connector |  |  | 6.408 | Hard (default) |  | TRUE | 25 | 28.5432 | 780.0297 | 1 | 4075.4816 | 4075.4816 | 4075.4816 | 1 | 1
KKiKZUpHLHXw/Ma5 | optional | Connector |  |  | 3.9322 | Hard (default) |  | TRUE | 25 | 29.7821 | 484.15 | 1 | 2500.8561 | 2500.8561 | 2500.8561 | 1 | 1
t7xGpz0hXL0zqQF6 | optional | Service |  |  | 0.035217 | Hard (default) |  | TRUE | 100 | 1132.5808 | 9.2859 | 0.94259 | 37.8227 | 37.8227 | 37.8227 | 1.178 | 0.94259
NakJEm/WM/XrlpjT | optional | Living street |  | An der Wollkämmerei | 14.6128 | Hard (default) |  | TRUE | 300 | 17068.6597 | 5448.6018 | 0.62 | 39980.7001 | 39980.7001 | 39980.7001 | 77 | 0.62494
IbCCOS0E5VaD/MYX | optional | Connector |  |  | 2.9959 | Hard (default) |  | TRUE | 25 | 30.4089 | 370.9953 | 1 | 1905.4164 | 1905.4164 | 1905.4164 | 1 | 1
pyXjGispyuBZ9eBm | optional | Connector |  |  | 4.6478 | Hard (default) |  | TRUE | 25 | 31.8037 | 582.869 | 1 | 2956.0208 | 2956.0208 | 2956.0208 | 1 | 1
Mhqp0fqTrezYt3vX | optional | Residential |  | Fresenbergstraße | 0.78021 | Hard (default) |  | TRUE | 150 | 3326.0085 | 239.5782 | 0.62 | 1121.9418 | 1121.9418 | 1121.9418 | 77 | 0.62494
rEP9wS6W+RJAaZyR | optional | Residential |  | Dilichplatz | 6.631 | Hard (default) |  | TRUE | 40 | 88.9061 | 1096.3742 | 0.7 | 4701.3523 | 4701.3523 | 4701.3523 | 4.75 | 0.7
PYynuzNQYwiijzhM | optional | Residential |  | Mühlenstraße | 2.264 | Hard (default) |  | TRUE | 250 | 9136.2253 | 787.2529 | 0.62 | 5150.5158 | 5150.5158 | 5150.5158 | 77 | 0.62494
eyB4NEaXFSzAojOJ | optional | Connector |  |  | 7.6942 | Hard (default) |  | TRUE | 20 | 24.1276 | 900.8366 | 1 | 4731.9121 | 4731.9121 | 4731.9121 | 1 | 1
Iudwg265VzOhTdiv | optional | Connector |  |  | 5.252 | Hard (default) |  | TRUE | 25 | 33.835 | 670.6763 | 1 | 3340.2873 | 3340.2873 | 3340.2873 | 1 | 1
04ueNbyqnDjE5MyA | optional | Unclassified |  | Zur Westpier | 35.1879 | Hard (default) |  | TRUE | 25 | 33.7565 | 4490.3218 | 1 | 22379.4758 | 22379.4758 | 22379.4758 | 1 | 1
sC6xT5cNHCqIySl9 | optional | Connector |  |  | 3.1807 | Hard (default) |  | TRUE | 32 | 57.0843 | 468.2507 | 1 | 2127.9163 | 2127.9163 | 2127.9163 | 1 | 1
2BIdkGc4i3rbeRhG | optional | Residential |  | Kapitän-Dallmann-Straße | 9.8621 | Hard (default) |  | TRUE | 65 | 349.6019 | 2138.8445 | 0.65 | 8372.9348 | 8372.9348 | 8372.9348 | 12.6667 | 0.65
VUTBgvSL9KxzYnhN | optional | Connector |  |  | 5.4285 | Hard (default) |  | TRUE | 25 | 41.048 | 737.3931 | 1 | 3452.5313 | 3452.5313 | 3452.5313 | 1 | 1
yMzLke97LLlSsrEg | optional | Secondary |  | Landrat-Christians-Straße | 43.617 | Hard (default) |  | TRUE | 32 | 54.4041 | 6348.9084 | 1 | 29179.763 | 29179.763 | 29179.763 | 1 | 1
uEnOiLaPucnPYQXd | optional | Connector |  |  | 8.3057 | Hard (default) |  | TRUE | 25 | 30.3223 | 1027.7029 | 1 | 5282.4055 | 5282.4055 | 5282.4055 | 1 | 1
2foltYDhYr5RnhRe | optional | Connector |  |  | 7.2388 | Hard (default) |  | TRUE | 25 | 29.6193 | 889.9554 | 1 | 4603.8968 | 4603.8968 | 4603.8968 | 1 | 1
IN1yw6LDsISfZ+FY | optional | Connector |  |  | 5.1454 | Hard (default) |  | TRUE | 25 | 28.0536 | 623.4974 | 1 | 3272.4841 | 3272.4841 | 3272.4841 | 1 | 1
XRn1ANmXBUG4i8MH | optional | Secondary |  | Weserstrandstraße | 133.3826 | Hard (default) | [9 empty] | -0.6129 | 0
GtMveL+aPhCup0EB | optional | Tertiary |  | Mühlenstraße | 16.3289 | Hard (default) |  | TRUE | 150 | 3600.4755 | 5068.9821 | 0.62 | 23480.9237 | 23480.9237 | 23480.9237 | 77 | 0.62494
2Qxrt4mEHsFRefCP | optional | Connector |  |  | 6.4411 | Hard (default) |  | TRUE | 25 | 33.0454 | 816.7785 | 1 | 4096.5266 | 4096.5266 | 4096.5266 | 1 | 1
wQ0/VlDgEr+vp1p0 | optional | Connector |  |  | 4.8913 | Hard (default) |  | TRUE | 25 | 42.6379 | 673.2012 | 1 | 3110.8951 | 3110.8951 | 3110.8951 | 1 | 1
jyszro2/HxcIKW21 | optional | Connector |  |  | 8.977 | Hard (default) |  | TRUE | 25 | 30.715 | 1114.7506 | 1 | 5709.3854 | 5709.3854 | 5709.3854 | 1 | 1
1Gsm02ztl8LaqIHL | optional | Residential |  | Johann-Hoppe-Straße | 11.2212 | Hard (default) |  | TRUE | 125 | 1729.2733 | 3151.3156 | 0.63 | 14037.6762 | 14037.6762 | 14037.6762 | 38 | 0.63
23Q5E5pn6T8+w5hQ | optional | Connector |  |  | 7.7749 | Hard (default) |  | TRUE | 20 | 24.1517 | 910.285 | 1 | 4781.543 | 4781.543 | 4781.543 | 1 | 1
837ixjLnilUMtmu5 | optional | Footway |  |  | 15.1749 | Hard (default) | [9 empty] | -0.6129 | 0
d0jG2idKGnqVfghm | optional | Residential |  | Mühlenstraße | 2.3637 | Hard (default) |  | TRUE | 250 | 9809.998 | 827.7911 | 0.62 | 5377.3652 | 5377.3652 | 5377.3652 | 77 | 0.62494
+zJY5IE/+TaMsoM0 | optional | Residential |  | Heimstättenweg | 4.0492 | Hard (default) |  | TRUE | 50 | 224.3986 | 811.3641 | 0.7 | 3089.5058 | 3089.5058 | 3089.5058 | 4.75 | 0.7
k+hzSijfBks5Xw5w | optional | Connector |  |  | 18.6818 | Hard (default) |  | TRUE | 25 | 28.6567 | 2276.4914 | 1 | 11881.656 | 11881.656 | 11881.656 | 1 | 1
FuYD8RBGwfSngmzP | optional | Service |  | Kutterweg | 20.9645 | Hard (default) |  | TRUE | 40 | 84.8225 | 3437.0898 | 0.72 | 14863.8234 | 14863.8234 | 14863.8234 | 3.8 | 0.72
zazTJkL3N71OmbKy | optional | Residential |  | Fresenbergstraße | 8.9647 | Hard (default) |  | TRUE | 200 | 4678.5568 | 2870.8042 | 0.62 | 16504.0808 | 16504.0808 | 16504.0808 | 77 | 0.62494
VYG0zDDkznxPOrNN | optional | Tertiary |  | Fresenbergstraße | 14.922 | Hard (default) |  | TRUE | 65 | 452.1169 | 3397.8012 | 0.65 | 12668.7941 | 12668.7941 | 12668.7941 | 12.6667 | 0.65
G0u6NtybXANdzEKv | optional | Connector |  |  | 7.098 | Hard (default) |  | TRUE | 25 | 30.86 | 882.5773 | 1 | 4514.3244 | 4514.3244 | 4514.3244 | 1 | 1
m76DxoQRe1Y7Xa/S | optional | Service |  |  | 25.9363 | Hard (default) |  | TRUE | 40 | 122.8722 | 4588.9598 | 0.7 | 18388.8154 | 18388.8154 | 18388.8154 | 4.75 | 0.7
/P0qKhQvaBJ7BIca | optional | Residential |  | Johann-Hoppe-Straße | 3.7691 | Hard (default) |  | TRUE | 125 | 1711.9321 | 1057.1774 | 0.63 | 4715.0847 | 4715.0847 | 4715.0847 | 38 | 0.63
q9/gNYaS2NsKM5Qk | optional | Connector |  |  | 20.0871 | Hard (default) |  | TRUE | 25 | 33.3161 | 2553.3384 | 1 | 12775.4179 | 12775.4179 | 12775.4179 | 1 | 1
JjDY2/AHSLx3AxwH | optional | Connector |  |  | 7.7732 | Hard (default) |  | TRUE | 25 | 34.6665 | 999.9162 | 1 | 4943.7374 | 4943.7374 | 4943.7374 | 1 | 1
wcUfX1tWWZ6T0Xbn | optional | Unclassified |  | Zur Westpier | 69.8445 | Hard (default) | [9 empty] | -0.6129 | 0
RRqx6/DwiVqgnzkF | optional | Connector |  |  | 1.8335 | Hard (default) |  | TRUE | 25 | 37.3388 | 241.3883 | 1 | 1166.1274 | 1166.1274 | 1166.1274 | 1 | 1
bD9wVqtsE3cxKaZJ | optional | Connector |  |  | 6.5356 | Hard (default) |  | TRUE | 25 | 29.5486 | 802.9765 | 1 | 4156.6356 | 4156.6356 | 4156.6356 | 1 | 1
2OhjzyFDsNXBVcvZ | optional | Connector |  |  | 8.3568 | Hard (default) |  | TRUE | 25 | 42.6764 | 1150.5246 | 1 | 5314.9502 | 5314.9502 | 5314.9502 | 1 | 1
hDNB7NHLfOVYrqH1 | optional | Connector |  |  | 15.6132 | Hard (default) |  | TRUE | 50 | 170.4998 | 2964.7189 | 1 | 11912.8922 | 11912.8922 | 11912.8922 | 1 | 1
wt+535rCLuOuaZeX | optional | Residential |  | Küferstraße | 11.6082 | Hard (default) |  | TRUE | 80 | 527.8652 | 2724.5205 | 0.63 | 10934.947 | 10934.947 | 10934.947 | 38 | 0.63
NI8EDG+IYb6mE1KC | optional | Connector |  |  | 6.5443 | Hard (default) |  | TRUE | 40 | 123.8163 | 1160.0009 | 1 | 4639.891 | 4639.891 | 4639.891 | 1 | 1
TzgZP/gXj1ekJjOe | optional | Connector |  |  | 4.627 | Hard (default) |  | TRUE | 20 | 24.201 | 541.7303 | 1 | 2845.5996 | 2845.5996 | 2845.5996 | 1 | 1
rXyR5jDxO7FltNEk | optional | Connector |  |  | 5.4106 | Hard (default) |  | TRUE | 25 | 28.9514 | 661.1169 | 1 | 3441.1664 | 3441.1664 | 3441.1664 | 1 | 1
XBo2uqIUTAGhd2uj | optional | Connector |  |  | 12.2782 | Hard (default) |  | TRUE | 25 | 28.4484 | 1493.2806 | 1 | 7808.9208 | 7808.9208 | 7808.9208 | 1 | 1
CPoNPG6RjUheaJNb | optional | Residential |  | Kapitän-Dallmann-Straße | 12.6408 | Hard (default) |  | TRUE | 50 | 153.7698 | 2359.1194 | 0.67 | 9644.9014 | 9644.9014 | 9644.9014 | 7.6 | 0.67
XwLnPb+Ko8Tdof4g | optional | Residential |  | Allmersstraße | 0.84776 | Hard (default) |  | TRUE | 50 | 172.6037 | 161.3245 | 0.66 | 646.8419 | 646.8419 | 646.8419 | 9.5 | 0.66
KwM/+JBvgYFeqOC0 | optional | Service |  | Hootjeweg | 10.7025 | Hard (default) |  | TRUE | 125 | 1682.1364 | 2995.5385 | 0.62 | 13388.8425 | 13388.8425 | 13388.8425 | 77 | 0.62494
SkyG2eoScsgFYhgu | optional | Connector |  |  | 6.1409 | Hard (default) |  | TRUE | 25 | 31.5609 | 768.4222 | 1 | 3905.5885 | 3905.5885 | 3905.5885 | 1 | 1
5ORG03ef6G28aIcg | optional | Connector |  |  | 19.0719 | Hard (default) |  | TRUE | 25 | 33.5876 | 2430.1331 | 1 | 12129.7379 | 12129.7379 | 12129.7379 | 1 | 1
fucCKeGvOCWpNzxl | optional | Connector |  |  | 7.6584 | Hard (default) |  | TRUE | 25 | 30.2462 | 946.9545 | 1 | 4870.7373 | 4870.7373 | 4870.7373 | 1 | 1
BJhJO8PwtyEoOdzq | optional | Connector |  |  | 4.8911 | Hard (default) |  | TRUE | 25 | 34.827 | 630.0592 | 1 | 3110.7313 | 3110.7313 | 3110.7313 | 1 | 1
LyPzVwr65PF7klFK | optional | Secondary |  | Landrat-Christians-Straße | 4.007 | Hard (default) |  | TRUE | 40 | 137.4834 | 728.9447 | 0.75 | 2840.9595 | 2840.9595 | 2840.9595 | 2.9231 | 0.75
leRleVfZd76n6HZd | optional | Residential |  | Fresenbergstraße | 3.5426 | Hard (default) |  | TRUE | 200 | 4498.0583 | 1130.1085 | 0.62 | 6521.9572 | 6521.9572 | 6521.9572 | 77 | 0.62494
fis0JyMlIRE6ODLB | optional | Connector |  |  | 7.235 | Hard (default) |  | TRUE | 25 | 36.2618 | 943.7046 | 1 | 4601.4307 | 4601.4307 | 4601.4307 | 1 | 1
PW7YGSavXsbk7db4 | optional | Connector |  |  | 7.7419 | Hard (default) |  | TRUE | 25 | 32.8077 | 979.6513 | 1 | 4923.8244 | 4923.8244 | 4923.8244 | 1 | 1
a9NMylCsQsNVsdJs | optional | Footway |  |  | 17.923 | Hard (default) |  | TRUE | 50 | 178.2366 | 3430.3069 | 0.67 | 13675.2467 | 13675.2467 | 13675.2467 | 7.6 | 0.67
CSpehgXMk8dy+vJn | optional | Connector |  |  | 6.409 | Hard (default) |  | TRUE | 25 | 29.088 | 784.0934 | 1 | 4076.1285 | 4076.1285 | 4076.1285 | 1 | 1
XN0H+nZFDptMpQmL | optional | Tertiary |  | Fresenbergstraße | 4.4041 | Hard (default) |  | TRUE | 65 | 269.8677 | 918.0462 | 0.66 | 3739.0874 | 3739.0874 | 3739.0874 | 9.5 | 0.66
LPg3ngRD6idfqovt | optional | Connector |  |  | 5.8982 | Hard (default) |  | TRUE | 25 | 41.8281 | 806.3811 | 1 | 3751.2307 | 3751.2307 | 3751.2307 | 1 | 1
9lI6RIOFfoYY9L6y | optional | Path |  |  | 6.698 | Hard (default) |  | TRUE | 25 | 28.941 | 818.3375 | 1 | 4259.9223 | 4259.9223 | 4259.9223 | 1 | 1
cMCFblBCqjoMWoWM | optional | Connector |  |  | 11.501 | Hard (default) |  | TRUE | 32 | 60.1565 | 1714.9139 | 1 | 7694.1641 | 7694.1641 | 7694.1641 | 1 | 1
6Ll7fcULlpE4h6gQ | optional | Connector |  |  | 3.5654 | Hard (default) |  | TRUE | 25 | 29.6822 | 438.5926 | 1 | 2267.6071 | 2267.6071 | 2267.6071 | 1 | 1
/n0004+tCrU346sk | optional | Residential |  | Lüder-Clüver-Straße | 6.5921 | Hard (default) |  | TRUE | 100 | 1388.9421 | 1796.9352 | 0.62 | 7079.9514 | 7079.9514 | 7079.9514 | 77 | 0.62494
dYhSG5vA73u5cL9E | optional | Residential |  | Auestraße | 118.8937 | Hard (default) |  | TRUE | 40 | 118.6416 | 20864.4833 | 0.75 | 84295.6546 | 84295.6546 | 84295.6546 | 2.9231 | 0.75
xE37gq8fLusmfjlD | optional | Connector |  |  | 11.5966 | Hard (default) |  | TRUE | 32 | 54.7505 | 1690.4916 | 1 | 7758.1542 | 7758.1542 | 7758.1542 | 1 | 1
GTcGbFLh7Z2pxvDn | optional | Connector |  |  | 6.8674 | Hard (default) |  | TRUE | 32 | 74.9209 | 1086.5633 | 1 | 4594.2852 | 4594.2852 | 4594.2852 | 1 | 1
oesUSzKedhgQMW4S | optional | Residential |  | Cord-Steding-Straße | 1.1489 | Hard (default) |  | TRUE | 50 | 222.2981 | 229.746 | 0.65 | 876.6138 | 876.6138 | 876.6138 | 12.6667 | 0.65
pi0k9Qbp1AW4QKrC | optional | Connector |  |  | 8.1585 | Hard (default) |  | TRUE | 25 | 28.103 | 989.0626 | 1 | 5188.8028 | 5188.8028 | 5188.8028 | 1 | 1
xVzKsuYf02hi36F4 | optional | Residential |  | Kapitän-Dallmann-Straße | 23.0945 | Hard (default) |  | TRUE | 40 | 115.8645 | 4030.9305 | 0.7 | 16373.9856 | 16373.9856 | 16373.9856 | 4.75 | 0.7
UTXK5oXTb5ZdU9Dj | optional | Connector |  |  | 3.1137 | Hard (default) |  | TRUE | 25 | 29.6996 | 383.0808 | 1 | 1980.2842 | 1980.2842 | 1980.2842 | 1 | 1
r4sb9JydQbOpDLAP | optional | Residential |  | Lüder-Clüver-Straße | 6.942 | Hard (default) |  | TRUE | 65 | 453.8136 | 1581.9641 | 0.64 | 5893.7572 | 5893.7572 | 5893.7572 | 19 | 0.64
niZ2FJPeADrwfRRk | optional | Service |  |  | 23.4695 | Hard (default) |  | TRUE | 32 | 44.4229 | 3271.6762 | 1 | 15701.0674 | 15701.0674 | 15701.0674 | 1 | 1
itJPC3xCnpKWUf6H | optional | Connector |  |  | 22.2875 | Hard (default) |  | TRUE | 25 | 28.2974 | 2706.8194 | 1 | 14174.8233 | 14174.8233 | 14174.8233 | 1 | 1
iEOBukNfIA0HaeJA | optional | Residential |  | Kapitän-Dallmann-Straße | 15.1281 | Hard (default) |  | TRUE | 40 | 97.2862 | 2544.5569 | 0.81 | 10725.7882 | 10725.7882 | 10725.7882 | 2 | 0.81
t/b//UDWCoGLs9YJ | optional | Service |  |  | 16.0869 | Hard (default) | [9 empty] | -0.6129 | 0
IJ6Hz1/uAIxDpslb | optional | Residential |  | Kleine Straße | 15.8745 | Hard (default) |  | TRUE | 80 | 793.7396 | 3976.126 | 0.63 | 14953.7489 | 14953.7489 | 14953.7489 | 38 | 0.63
YS0YC83+iradT03W | optional | Construction |  |  | 156.6718 | Hard (default) | [9 empty] | -0.6129 | 0
eqnn7BNQJf/bZWaa | optional | Connector |  |  | 2.8836 | Hard (default) |  | TRUE | 25 | 34.3723 | 369.9821 | 1 | 1833.9808 | 1833.9808 | 1833.9808 | 1 | 1
yF9+AJg0VApuiuEM | optional | Service |  |  | 11.4659 | Hard (default) |  | TRUE | 32 | 64.9619 | 1743.6792 | 0.81 | 7670.6844 | 7670.6844 | 7670.6844 | 2 | 0.81
VJeAo/1mTswYVZ0W | optional | Connector |  |  | 4.3455 | Hard (default) |  | TRUE | 25 | 25.3489 | 513.3079 | 1 | 2763.7494 | 2763.7494 | 2763.7494 | 1 | 1
YzZJZRcKjbyDv38j | optional | Connector |  |  | 1.283 | Hard (default) |  | TRUE | 25 | 38.2966 | 170.2966 | 1 | 815.99 | 815.99 | 815.99 | 1 | 1
bDuXB4wH/AGu5GsK | optional | Residential |  | Küferstraße | 10.9286 | Hard (default) |  | TRUE | 80 | 826.4461 | 2758.5072 | 0.63 | 10294.7073 | 10294.7073 | 10294.7073 | 38 | 0.63
1V5Nmzk+d351/Ieo | optional | Residential |  | Kapitän-Dallmann-Straße | 11.9367 | Hard (default) |  | TRUE | 80 | 808.4824 | 3000.2464 | 0.64 | 11244.33 | 11244.33 | 11244.33 | 19 | 0.64
6RTlvyjkrzr6Tnfp | optional | Residential |  | Cord-Steding-Straße | 14.3041 | Hard (default) |  | TRUE | 65 | 453.8703 | 3259.7561 | 0.63 | 12144.2106 | 12144.2106 | 12144.2106 | 38 | 0.63
VXoNjUyP73fLaXsB | optional | Platform |  | Zum Donaufleet | 21.6643 | Hard (default) | [9 empty] | -0.6129 | 0
7Mlk/pWSs5GQaupU | optional | Connector |  |  | 12.2404 | Hard (default) |  | TRUE | 32 | 74.4856 | 1933.3986 | 1 | 8188.8384 | 8188.8384 | 8188.8384 | 1 | 1
RPCmCvRssz9v/4Vr | optional | Connector |  |  | 7.8334 | Hard (default) |  | TRUE | 32 | 48.1865 | 1110.1836 | 1 | 5240.5653 | 5240.5653 | 5240.5653 | 1 | 1
sglxHYrF0vHrZQp2 | optional | Connector |  |  | 6.2046 | Hard (default) |  | TRUE | 25 | 32.4029 | 782.2877 | 1 | 3946.1002 | 3946.1002 | 3946.1002 | 1 | 1
CtIo1da2P1Q9FIW9 | optional | Connector |  |  | 4.8616 | Hard (default) |  | TRUE | 25 | 32.2111 | 611.9097 | 1 | 3091.9679 | 3091.9679 | 3091.9679 | 1 | 1
d+c5NAEY5pPfOZxj | optional | Secondary |  | Landrat-Christians-Straße | 11.1175 | Hard (default) |  | TRUE | 32 | 79.1644 | 1788.1314 | 0.81 | 7437.6155 | 7437.6155 | 7437.6155 | 2 | 0.81
IZRp7lp1Tl3rnbqy | optional | Service |  |  | 28.6812 | Hard (default) |  | TRUE | 40 | 118.6416 | 5033.2177 | 0.75 | 20334.9573 | 20334.9573 | 20334.9573 | 2.9231 | 0.75
frQjNFCLY+/5+GcV | optional | Connector |  |  | 90.5627 | Hard (default) |  | TRUE | 25 | 29.637 | 11135.7605 | 1 | 57597.8972 | 57597.8972 | 57597.8972 | 1 | 1
6xQvkQM20HTcEcso | optional | Residential |  | Besanstraße | 9.9447 | Hard (default) |  | TRUE | 50 | 258.5533 | 2058.8384 | 0.65 | 7587.8267 | 7587.8267 | 7587.8267 | 12.6667 | 0.65
OgL2ckTh/tQqcJR/ | optional | Connector |  |  | 5.0462 | Hard (default) |  | TRUE | 25 | 31.5838 | 631.5724 | 1 | 3209.3721 | 3209.3721 | 3209.3721 | 1 | 1
Gw59dnQb9K+REjIg | optional | Residential |  | Kapitän-Dallmann-Straße | 11.8426 | Hard (default) | [9 empty] | -0.6129 | 0
BXCFssweqO0iVaCP | optional | Service |  |  | 58.4623 | Hard (default) |  | TRUE | 125 | 2075.618 | 16824.5533 | 0.7 | 73136.2873 | 73136.2873 | 73136.2873 | 4.75 | 0.7
9kO36Drdhc+KOwBW | optional | Service |  |  | 10.74 | Hard (default) |  | TRUE | 40 | 125.2105 | 1908.8182 | 0.81186 | 7614.649 | 7614.649 | 7614.649 | 1.9806 | 0.81186
SD8Iw8mB6q42kKpN | optional | Connector |  |  | 7.9413 | Hard (default) |  | TRUE | 25 | 38.1843 | 1053.0604 | 1 | 5050.6471 | 5050.6471 | 5050.6471 | 1 | 1
uodhK2Q9N1Yn4TDd | optional | Connector |  |  | 30.1359 | Hard (default) |  | TRUE | 25 | 41.3608 | 4104.2148 | 1 | 19166.4426 | 19166.4426 | 19166.4426 | 1 | 1
T4Rp/ywXxnvUFYDf | optional | Connector |  |  | 17.1953 | Hard (default) |  | TRUE | 25 | 29.6347 | 2114.3165 | 1 | 10936.1822 | 10936.1822 | 10936.1822 | 1 | 1
FRmXyoxA84hiSTGA | optional | Connector |  |  | 6.6339 | Hard (default) |  | TRUE | 32 | 45.3252 | 928.4652 | 1 | 4438.0624 | 4438.0624 | 4438.0624 | 1 | 1
LEogW/XrmWPwBTRv | optional | Living street |  | An der Wollkämmerei | 101.0456 | Hard (default) |  | TRUE | 125 | 2075.5148 | 29079.1761 | 0.68 | 126408.0081 | 126408.0081 | 126408.0081 | 6.3333 | 0.68
hNfw6Nyp6q6/Mt8G | optional | Residential |  | Cord-Steding-Straße | 36.7235 | Hard (default) | [9 empty] | -0.6129 | 0
PcPHM8lGtt5vZ/El | optional | Residential |  | Lüder-Clüver-Straße | 36.4923 | Hard (default) |  | TRUE | 100 | 962.0383 | 9405.9005 | 0.64 | 39192.698 | 39192.698 | 39192.698 | 19 | 0.64
UXCnEEO/KKNtX0nC | optional | Connector |  |  | 11.4425 | Hard (default) |  | TRUE | 25 | 38.5804 | 1522.4532 | 1 | 7277.4065 | 7277.4065 | 7277.4065 | 1 | 1
OpoxKgSHVyXSkluL | optional | Connector |  |  | 2.473 | Hard (default) |  | TRUE | 25 | 28.7727 | 301.6758 | 1 | 1572.8431 | 1572.8431 | 1572.8431 | 1 | 1
JkDP4ajzqkd6V2Ez | optional | Residential |  | Fresenbergstraße | 11.78 | Hard (default) |  | TRUE | 200 | 4293.121 | 3741.4244 | 0.62 | 21686.9616 | 21686.9616 | 21686.9616 | 77 | 0.62494
zMljpnqcNP+bQptS | optional | Service |  | Kutterweg | 29.7356 | Hard (default) |  | TRUE | 32 | 47.5685 | 4202.9 | 0.81 | 19893.103 | 19893.103 | 19893.103 | 2 | 0.81
AbBYs+ZEj7EvU0to | optional | Connector |  |  | 0.90119 | Hard (default) |  | TRUE | 40 | 83.9033 | 147.4662 | 1 | 638.9455 | 638.9455 | 638.9455 | 1 | 1
70853DINlxnS2jnV | optional | Connector |  |  | 8.2244 | Hard (default) |  | TRUE | 25 | 32.6577 | 1039.3251 | 1 | 5230.7464 | 5230.7464 | 5230.7464 | 1 | 1
s78lpFZaFHDLJPNl | optional | Connector |  |  | 41.4607 | Hard (default) |  | TRUE | 25 | 27.8841 | 5016.0794 | 1 | 26368.9963 | 26368.9963 | 26368.9963 | 1 | 1
G25wFZYKA+WMrmx6 | optional | Residential |  | Lüder-Clüver-Straße | 8.5585 | Hard (default) |  | TRUE | 50 | 204.1521 | 1681.2079 | 0.63848 | 6530.1485 | 6530.1485 | 6530.1485 | 20.5667 | 0.63848
D27+TxSrReuw14Pk | optional | Residential |  | Kapitän-Dallmann-Straße | 2.4165 | Hard (default) |  | TRUE | 65 | 430.8894 | 544.8313 | 0.65 | 2051.6219 | 2051.6219 | 2051.6219 | 12.6667 | 0.65
MiGLAz3EWOmDvrzQ | optional | Tertiary |  | Mühlenstraße | 17.8953 | Hard (default) |  | TRUE | 65 | 316.6045 | 3818.6599 | 0.65 | 15193.0927 | 15193.0927 | 15193.0927 | 12.6667 | 0.65
lWwigJ1g5tY/AyEk | optional | Connector |  |  | 3.9407 | Hard (default) |  | TRUE | 50 | 187.4235 | 761.2642 | 1 | 3006.7539 | 3006.7539 | 3006.7539 | 1 | 1
hYVHil1K4hnKG6I0 | optional | Residential |  | Fresenbergstraße | 14.4049 | Hard (default) |  | TRUE | 150 | 3731.4786 | 4494.841 | 0.62 | 20714.2793 | 20714.2793 | 20714.2793 | 77 | 0.62494
O2q0T+WTm6KHsUvc | optional | Connector |  |  | 6.4453 | Hard (default) |  | TRUE | 25 | 35.6831 | 836.4931 | 1 | 4099.1962 | 4099.1962 | 4099.1962 | 1 | 1
Ki6p27TIJ3Xcx6jo | optional | Connector |  |  | 2.3012 | Hard (default) |  | TRUE | 50 | 166.944 | 435.3745 | 1 | 1755.8317 | 1755.8317 | 1755.8317 | 1 | 1
LMIfHDaPSxHsQZTk | optional | Unclassified |  | Marschgehren | 28.8978 | Hard (default) |  | TRUE | 125 | 1600.524 | 8040.9123 | 0.72 | 36151.0856 | 36151.0856 | 36151.0856 | 3.8 | 0.72
natY4kQkQTtgSjt1 | optional | Residential |  | Lüder-Clüver-Straße | 1.7307 | Hard (default) |  | TRUE | 65 | 472.0966 | 397.7367 | 0.64 | 1469.3532 | 1469.3532 | 1469.3532 | 19 | 0.64
CGUTzGNs79vkk1QE | optional | Connector |  |  | 5.048 | Hard (default) |  | TRUE | 25 | 29.6116 | 620.5628 | 1 | 3210.5064 | 3210.5064 | 3210.5064 | 1 | 1
5vPtZxL37uSMP6lq | optional | Connector |  |  | 1.7863e-08 | Hard (default) | [9 empty] | -0.6129 | 0
5E86H7y0bUpd13Gd | optional | Residential |  | Fresenbergstraße | 6.0537 | Hard (default) |  | TRUE | 100 | 1306.7493 | 1632.8741 | 0.63 | 6501.6845 | 6501.6845 | 6501.6845 | 38 | 0.63
WRIkgOhJniLip3B9 | optional | Residential |  | Fresenbergstraße | 10.2503 | Hard (default) |  | TRUE | 100 | 1287.7438 | 2758.043 | 0.63 | 11008.7771 | 11008.7771 | 11008.7771 | 38 | 0.63
Uts7CrOU1oRrXsS/ | optional | Residential |  | Küferstraße | 1.2723 | Hard (default) |  | TRUE | 25 | 29.1587 | 155.7584 | 1 | 809.1862 | 809.1862 | 809.1862 | 1 | 1
jss5AT6F5DWLLa0j | optional | Connector |  |  | 5.6615 | Hard (default) |  | TRUE | 25 | 30.0443 | 698.7522 | 1 | 3600.7231 | 3600.7231 | 3600.7231 | 1 | 1
7i6/g3Y//xyqYPU0 | optional | Service |  |  | 18.8994 | Hard (default) |  | TRUE | 32 | 64.1964 | 2865.1973 | 1 | 12643.6672 | 12643.6672 | 12643.6672 | 1 | 1
aBwYoqMlvNh5grzD | optional | Residential |  | Wigmodistraße | 59.8816 | Hard (default) |  | TRUE | 100 | 1038.4037 | 15593.4412 | 0.63 | 64312.8212 | 64312.8212 | 64312.8212 | 38 | 0.63
zgIu9oOJeI7ypi66 | optional | Service |  |  | 66.6552 | Hard (default) | [9 empty] | -0.6129 | 0
arm4Fh7bVkLtETDh | optional | Residential |  | Kapitän-Dallmann-Straße | 12.3792 | Hard (default) |  | TRUE | 50 | 241.1776 | 2520.9757 | 0.68 | 9445.367 | 9445.367 | 9445.367 | 6.3333 | 0.68
O97sjIij53ZVLT1k | optional | Service |  |  | 8.1707 | Hard (default) |  | TRUE | 40 | 113.0854 | 1418.3806 | 1 | 5793.0589 | 5793.0589 | 5793.0589 | 1 | 1
t/79/emjPrd/5ynX | optional | Connector |  |  | 3.8364 | Hard (default) |  | TRUE | 32 | 57.408 | 565.5393 | 1 | 2566.5516 | 2566.5516 | 2566.5516 | 1 | 1
Scy+YgXMg62SAt2d | optional | Connector |  |  | 4.2045 | Hard (default) |  | TRUE | 25 | 37.5451 | 554.505 | 1 | 2674.0391 | 2674.0391 | 2674.0391 | 1 | 1
J1s7ReDWto+IhgT0 | optional | Unclassified |  | Zur Westpier | 8.4421 | Hard (default) | [9 empty] | -0.6129 | 0
7Lo81qH+/bZwHGeF | optional | Residential |  | Langenfeld | 25.0457 | Hard (default) |  | TRUE | 32 | 64.1964 | 3797.003 | 1 | 16755.58 | 16755.58 | 16755.58 | 1 | 1
wg9E3Jj4erdwLv1H | optional | Tertiary |  | Fresenbergstraße | 20.92 | Hard (default) |  | TRUE | 50 | 248.2566 | 4289.0929 | 0.67 | 15961.9646 | 15961.9646 | 15961.9646 | 7.6 | 0.67
0fdEfLszzHhIhGct | optional | Service |  |  | 24.1178 | Hard (default) |  | TRUE | 50 | 194.2802 | 4691.2759 | 1 | 18401.9005 | 18401.9005 | 18401.9005 | 1 | 1
DLg+ldCNO2ar1DXr | optional | Residential |  | Küferstraße | 7.1098 | Hard (default) |  | TRUE | 80 | 640.0494 | 1716.0225 | 0.63 | 6697.4683 | 6697.4683 | 6697.4683 | 38 | 0.63
EdHg7JCL9AeMae6W | optional | Residential |  | Kapitän-Dallmann-Straße | 8.067 | Hard (default) |  | TRUE | 80 | 667.9947 | 1960.413 | 0.64 | 7599.1234 | 7599.1234 | 7599.1234 | 19 | 0.64
SFq+I+IbgQOAV4Uj | optional | Connector |  |  | 10.8019 | Hard (default) |  | TRUE | 40 | 90.4764 | 1791.7874 | 1 | 7658.5277 | 7658.5277 | 7658.5277 | 1 | 1
hGuk+fynkabcy6Gk | optional | Connector |  |  | 1.6763 | Hard (default) |  | TRUE | 32 | 52.7309 | 242.2731 | 1 | 1121.4482 | 1121.4482 | 1121.4482 | 1 | 1
Ju6NHonDSDCauYX9 | optional | Connector |  |  | 6.7514 | Hard (default) |  | TRUE | 25 | 29.4509 | 828.7467 | 1 | 4293.8866 | 4293.8866 | 4293.8866 | 1 | 1
odBEjKYPZc12D/57 | optional | Residential |  | Kapitän-Dallmann-Straße | 11.8123 | Hard (default) |  | TRUE | 25 | 39.213 | 1580.0934 | 1 | 7512.6266 | 7512.6266 | 7512.6266 | 1 | 1
qy2qKhi1fAQUtghs | optional | Residential |  | Kleine Straße | 12.1897 | Hard (default) |  | TRUE | 100 | 872.5703 | 3103.9884 | 0.63 | 13091.7013 | 13091.7013 | 13091.7013 | 38 | 0.63
ZGlOe1zYf8bLE3wI | optional | Secondary |  | Weserstrandstraße | 19.9034 | Hard (default) |  | TRUE | 100 | 1075.9737 | 5208.9276 | 0.63 | 21376.2559 | 21376.2559 | 21376.2559 | 38 | 0.63
CxWmm83w5BHn6g8k | optional | Residential |  | Kleine Straße | 2.7692 | Hard (default) |  | TRUE | 80 | 812.7227 | 696.7319 | 0.63 | 2608.6035 | 2608.6035 | 2608.6035 | 38 | 0.63
IbuCt2sZmmAWM9If | optional | Residential |  | Küferstraße | 6.3972 | Hard (default) |  | TRUE | 80 | 751.8196 | 1586.4153 | 0.63 | 6026.1338 | 6026.1338 | 6026.1338 | 38 | 0.63
q/Zq92ySLNxCQDIp | optional | Residential |  | Fresenbergstraße | 6.0141 | Hard (default) |  | TRUE | 100 | 1246.1586 | 1609.5368 | 0.63 | 6459.1901 | 6459.1901 | 6459.1901 | 38 | 0.63
cAVvKzT4Lc5JU6sG | optional | Connector |  |  | 5.7557 | Hard (default) |  | TRUE | 25 | 29.1515 | 704.5808 | 1 | 3660.6379 | 3660.6379 | 3660.6379 | 1 | 1
zRUozpILfDtzNoLR | optional | Residential |  | Besanstraße | 28.6519 | Hard (default) | [9 empty] | -0.6129 | 0
KZMJR4A6kGIOrfqG | optional | Secondary |  | Landrat-Christians-Straße | 24.0077 | Hard (default) | [9 empty] | -0.6129 | 0
cQTZJ+qYGTE5Tfmd | optional | Service |  |  | 11.8153 | Hard (default) |  | TRUE | 40 | 105.6715 | 2021.1614 | 0.81 | 8377.0693 | 8377.0693 | 8377.0693 | 2 | 0.81
cCXIGyGlzljMYvmQ | optional | Connector |  |  | 3.5265 | Hard (default) |  | TRUE | 40 | 94.7146 | 590.0741 | 1 | 2500.3183 | 2500.3183 | 2500.3183 | 1 | 1
jwyYcwYTu9d7kPxj | optional | Residential |  | Flethestraße | 16.3261 | Hard (default) |  | TRUE | 50 | 171.6498 | 3103.7325 | 0.66 | 12456.7914 | 12456.7914 | 12456.7914 | 9.5 | 0.66
El4JYd9bb+IW5S74 | optional | Connector |  |  | 6.0051 | Hard (default) |  | TRUE | 32 | 48.1193 | 850.8179 | 1 | 4017.4188 | 4017.4188 | 4017.4188 | 1 | 1
uY6AEHrtRHVC+V4i | optional | Secondary |  | Landrat-Christians-Straße | 59.0495 | Hard (default) |  | TRUE | 65 | 377.1648 | 12978.2863 | 0.68 | 50133.0595 | 50133.0595 | 50133.0595 | 6.3333 | 0.68
XlV+z2OSLVZ0QN15 | optional | Residential |  | Kapitän-Dallmann-Straße | 9.0591 | Hard (default) |  | TRUE | 65 | 371.23 | 1985.3931 | 0.65 | 7691.1963 | 7691.1963 | 7691.1963 | 12.6667 | 0.65
FffAsFj0TrdUhGaK | optional | Path |  |  | 13.0773 | Hard (default) |  | TRUE | 25 | 43.0804 | 1806.3708 | 1 | 8317.1564 | 8317.1564 | 8317.1564 | 1 | 1
01M9/db0uyLvazW5 | optional | Connector |  |  | 8.8935 | Hard (default) |  | TRUE | 25 | 26.3165 | 1060.2397 | 1 | 5656.2584 | 5656.2584 | 5656.2584 | 1 | 1
CNT2z9wU2kHGIcOF | optional | Residential |  | Richard-Jung-Straße | 9.4595 | Hard (default) |  | TRUE | 100 | 1415.6623 | 2587.3235 | 0.63 | 10159.4804 | 10159.4804 | 10159.4804 | 38 | 0.63
pPL8BgOGUG6Rd/cw | optional | Residential |  | Allmersstraße | 12.6363 | Hard (default) |  | TRUE | 40 | 135.8286 | 2291.6282 | 0.67 | 8959.1083 | 8959.1083 | 8959.1083 | 7.6 | 0.67
LJrM5jA3ry+E3J9/ | optional | Connector |  |  | 5.7763 | Hard (default) |  | TRUE | 25 | 32.178 | 726.8269 | 1 | 3673.7313 | 3673.7313 | 3673.7313 | 1 | 1
J4q2Fnk9j0NbUfWR | optional | Connector |  |  | 49.4927 | Hard (default) |  | TRUE | 125 | 1600.524 | 13771.5479 | 0.72 | 61915.4133 | 61915.4133 | 61915.4133 | 3.8 | 0.72
9xBto2lrDID+ZmJy | optional | Connector |  |  | 8.8546 | Hard (default) |  | TRUE | 32 | 46.7781 | 1247.2146 | 0.81 | 5923.7388 | 5923.7388 | 5923.7388 | 2 | 0.81
0qQ0Ddf25HIiolbN | optional | Residential |  | Johann-Hoppe-Straße | 23.6338 | Hard (default) |  | TRUE | 125 | 2500.6518 | 7002.9676 | 0.62 | 29565.8838 | 29565.8838 | 29565.8838 | 77 | 0.62494
HpOXOufvr9WzbHNI | optional | Residential |  | Kaffeestraße | 13.353 | Hard (default) |  | TRUE | 100 | 1357.6176 | 3625.3342 | 0.62 | 14341.1483 | 14341.1483 | 14341.1483 | 77 | 0.62494
A78TBR7HBMY5ktLn | optional | Secondary |  | Landrat-Christians-Straße | 15.1876 | Hard (default) |  | TRUE | 50 | 156.8492 | 2843.5291 | 0.72 | 11588.1113 | 11588.1113 | 11588.1113 | 3.8 | 0.72
WzXCfsug4z2m1Bia | optional | Secondary |  | Landrat-Christians-Straße | 7.5083 | Hard (default) |  | TRUE | 250 | 12955.364 | 2716.4885 | 0.62 | 17081.4955 | 17081.4955 | 17081.4955 | 77 | 0.62494
WK7U3x0HWDUL0EHy | optional | Connector |  |  | 7.2321 | Hard (default) |  | TRUE | 25 | 34.5641 | 929.4721 | 1 | 4599.5857 | 4599.5857 | 4599.5857 | 1 | 1
vy28aOvIbprmTLj6 | optional | Connector |  |  | 6.177 | Hard (default) |  | TRUE | 25 | 29.7012 | 759.9811 | 1 | 3928.5631 | 3928.5631 | 3928.5631 | 1 | 1
gYN2Y7x0rXq8R+FE | optional | Service |  |  | 1.7269 | Hard (default) |  | TRUE | 25 | 41.048 | 234.5731 | 1 | 1098.2892 | 1098.2892 | 1098.2892 | 1 | 1
f2v6robPO0YCva0C | optional | Secondary |  | Lüssumer Straße | 9.5256 | Hard (default) | [9 empty] | -0.6129 | 0
obcX6KDJWmOtJFH7 | optional | Connector |  |  | 5.0988 | Hard (default) |  | TRUE | 32 | 47.804 | 721.4235 | 1 | 3411.1235 | 3411.1235 | 3411.1235 | 1 | 1
PTcy7qCmARXnxMBl | optional | Service |  |  | 10.5043 | Hard (default) |  | TRUE | 32 | 58.5522 | 1555.8974 | 1 | 7027.3734 | 7027.3734 | 7027.3734 | 1 | 1
mSIT01BLgPNGKmUX | optional | Living street |  | Kutterweg | 31.0931 | Hard (default) |  | TRUE | 50 | 168.1867 | 5890.1172 | 0.67 | 23724.0483 | 23724.0483 | 23724.0483 | 7.6 | 0.67
FLm3Axg0JCAnqQ7f | optional | Living street |  | Flethepad | 0.77907 | Hard (default) |  | TRUE | 50 | 179.546 | 149.3056 | 0.67 | 594.4292 | 594.4292 | 594.4292 | 7.6 | 0.67
Vzo3veyUUTA/BW2S | optional | Secondary |  | Landrat-Christians-Straße | 0.19377 | Hard (default) |  | TRUE | 250 | 12929.4998 | 70.088 | 0.62 | 440.8349 | 440.8349 | 440.8349 | 77 | 0.62494
yQgHEHM50R9IcmIi | optional | Service |  |  | 19.475 | Hard (default) |  | TRUE | 50 | 246.1149 | 3984.7225 | 0.81 | 14859.4631 | 14859.4631 | 14859.4631 | 2 | 0.81
VLPQkKI3Ir+nPk2T | optional | Footway |  |  | 33.796 | Hard (default) |  | TRUE | 40 | 103.1663 | 5752.3452 | 0.72 | 23961.3782 | 23961.3782 | 23961.3782 | 3.8 | 0.72
sZz1DcPa2IF29DuA | optional | Service |  |  | 24.4085 | Hard (default) |  | TRUE | 65 | 440.7094 | 5528.5037 | 0.68 | 20722.842 | 20722.842 | 20722.842 | 6.3333 | 0.68
ojjWalXcZDuRrn5D | optional | Service |  | Bahrsweg | 32.8621 | Hard (default) |  | TRUE | 32 | 47.931 | 4652.1543 | 0.81 | 21984.7115 | 21984.7115 | 21984.7115 | 2 | 0.81
oL+ROm3gg+Dpi2W1 | optional | Service |  |  | 29.6223 | Hard (default) |  | TRUE | 50 | 232.5626 | 5982.7482 | 0.7 | 22601.7783 | 22601.7783 | 22601.7783 | 4.75 | 0.7
n2Buzx0VzycGxJnc | optional | Connector |  |  | 5.3143 | Hard (default) |  | TRUE | 25 | 29.2705 | 651.2642 | 1 | 3379.9253 | 3379.9253 | 3379.9253 | 1 | 1
xIb1IJhcI3OdqO7y | optional | Residential |  | Richard-Jung-Straße | 2.7198 | Hard (default) |  | TRUE | 100 | 1445.6755 | 746.7404 | 0.62 | 2921.0383 | 2921.0383 | 2921.0383 | 77 | 0.62494
46vJpbf1ZJRzHjq7 | optional | Residential |  | Küferstraße | 15.2116 | Hard (default) |  | TRUE | 25 | 31.141 | 1896.2573 | 1 | 9674.5604 | 9674.5604 | 9674.5604 | 1 | 1
9AGowGYtHveY+uRP | optional | Residential |  | Mühlenstraße | 15.4998 | Hard (default) |  | TRUE | 250 | 9168.9102 | 5391.6463 | 0.62 | 35262.0518 | 35262.0518 | 35262.0518 | 77 | 0.62494
VXCmFZR07syQ9oJx | optional | Connector |  |  | 9.7952 | Hard (default) |  | TRUE | 20 | 24.1677 | 1146.8214 | 1 | 6024.0209 | 6024.0209 | 6024.0209 | 1 | 1
s74T5ab0yLuKU26R | optional | Secondary |  | Landrat-Christians-Straße | 1.7298 | Hard (default) |  | TRUE | 100 | 1449.7738 | 475.1712 | 0.63 | 1857.7723 | 1857.7723 | 1857.7723 | 38 | 0.63
fuxVTlGIWuGNvRKv | optional | Connector |  |  | 8.455 | Hard (default) |  | TRUE | 25 | 34.101 | 1082.2331 | 1 | 5377.3991 | 5377.3991 | 5377.3991 | 1 | 1
oAZsQPb9S5X0dbC/ | optional | Connector |  |  | 6.6128 | Hard (default) |  | TRUE | 25 | 37.5012 | 871.8035 | 1 | 4205.7588 | 4205.7588 | 4205.7588 | 1 | 1
WVMaCXSZNj7QCrlR | optional | Footway |  |  | 12.0359 | Hard (default) |  | TRUE | 40 | 114.7121 | 2096.027 | 1 | 8533.4687 | 8533.4687 | 8533.4687 | 1 | 1
1NZCHVLLHEXCnXW4 | optional | Connector |  |  | 4.4604 | Hard (default) |  | TRUE | 25 | 31.9718 | 560.2107 | 1 | 2836.8195 | 2836.8195 | 2836.8195 | 1 | 1
oovY47PLRrAuDOjc | optional | Residential |  | Allmersstraße | 6.7265 | Hard (default) |  | TRUE | 32 | 65.7972 | 1026.3987 | 0.75 | 4500.0165 | 4500.0165 | 4500.0165 | 2.9231 | 0.75
pPGILVUfXYTGYqNr | optional | Connector |  |  | 10.5514 | Hard (default) |  | TRUE | 25 | 25.5688 | 1248.9906 | 1 | 6710.712 | 6710.712 | 6710.712 | 1 | 1
6rskAuma1O502Ik3 | optional | Service |  |  | 22.3636 | Hard (default) |  | TRUE | 25 | 41.3608 | 3045.6959 | 1 | 14223.2216 | 14223.2216 | 14223.2216 | 1 | 1
PXTXN3+zBPDiq7kr | optional | Connector |  |  | 4.7957 | Hard (default) |  | TRUE | 25 | 29.3879 | 588.3465 | 1 | 3050.0968 | 3050.0968 | 3050.0968 | 1 | 1
3UuOYFeLrGyFHNNe | optional | Residential |  | Besanstraße | 12.317 | Hard (default) |  | TRUE | 100 | 1151.7128 | 3255.9075 | 0.63 | 13228.4494 | 13228.4494 | 13228.4494 | 38 | 0.63
qR0pu9voCrC0INBt | optional | Connector |  |  | 8.5354 | Hard (default) |  | TRUE | 25 | 27.4759 | 1028.7145 | 1 | 5428.5074 | 5428.5074 | 5428.5074 | 1 | 1
dmPCvqY7+W2gOSOP | optional | Connector |  |  | 4.2794 | Hard (default) |  | TRUE | 25 | 29.2048 | 524.1129 | 1 | 2721.6825 | 2721.6825 | 2721.6825 | 1 | 1
PkSJhjyUgxjK/tD2 | optional | Connector |  |  | 6.9444 | Hard (default) |  | TRUE | 25 | 39.8346 | 933.7949 | 1 | 4416.613 | 4416.613 | 4416.613 | 1 | 1
G44OKsR90Tm5liEO | optional | Service |  |  | 10.0662 | Hard (default) |  | TRUE | 40 | 105.6715 | 1721.9541 | 0.81 | 7136.9507 | 7136.9507 | 7136.9507 | 2 | 0.81
ViWvNLJcRq1iwCOG | optional | Residential |  | Fresenbergstraße | 1.9315 | Hard (default) |  | TRUE | 150 | 3712.5007 | 602.2378 | 0.62 | 2777.4554 | 2777.4554 | 2777.4554 | 77 | 0.62494
DOGLEoxU9P9KLz35 | optional | Residential |  | Allmersstraße | 11.774 | Hard (default) |  | TRUE | 65 | 430.1912 | 2653.7138 | 0.64 | 9996.1192 | 9996.1192 | 9996.1192 | 19 | 0.64
GOjEH0Opz5y9Y7Pt | optional | Secondary |  | Landrat-Christians-Straße | 74.5675 | Hard (default) |  | TRUE | 65 | 479.8578 | 17197.8166 | 0.66 | 63307.804 | 63307.804 | 63307.804 | 9.5 | 0.66
FZBMyixVoEW4PsCU | optional | Connector |  |  | 23.1668 | Hard (default) |  | TRUE | 25 | 36.0673 | 3016.721 | 1 | 14734.0975 | 14734.0975 | 14734.0975 | 1 | 1
NzLnMVX4spDYPtuQ | optional | Residential |  | Langenfeld | 30.3899 | Hard (default) | [9 empty] | -0.6129 | 0
4rXDCtvTU86t821S | optional | Connector |  |  | 2.9504 | Hard (default) |  | TRUE | 25 | 28.941 | 360.4707 | 1 | 1876.4596 | 1876.4596 | 1876.4596 | 1 | 1
obWvX1thvj50/fb+ | optional | Connector |  |  | 7.4002 | Hard (default) |  | TRUE | 40 | 131.1183 | 1330.1614 | 1 | 5246.7607 | 5246.7607 | 5246.7607 | 1 | 1
Z2gycYeJdV2owIdw | optional | Residential |  | Fresenbergstraße | 11.533 | Hard (default) |  | TRUE | 100 | 1071.6706 | 3016.5777 | 0.63 | 12386.428 | 12386.428 | 12386.428 | 38 | 0.63
gf66gI9KUeYmUQcE | optional | Connector |  |  | 5.4317 | Hard (default) |  | TRUE | 25 | 31.0663 | 676.6535 | 1 | 3454.5714 | 3454.5714 | 3454.5714 | 1 | 1
i4M0QLLAMl98s9xK | optional | Residential |  | Kapitän-Dallmann-Straße | 24.229 | Hard (default) |  | TRUE | 20 | 1 | 2836.7456 | 1 | 14900.8504 | 14900.8504 | 14900.8504 | 1 | 1
FubCJQRL0HIuXrlA | optional | Residential |  | Lüder-Clüver-Straße | 14.5172 | Hard (default) |  | TRUE | 100 | 1216.1397 | 3870.0349 | 0.63 | 15591.519 | 15591.519 | 15591.519 | 38 | 0.63
juGEfJgpI3KDwKn+ | optional | Residential |  | Heimstättenweg | 7.6551 | Hard (default) |  | TRUE | 50 | 164.9411 | 1445.2982 | 0.66 | 5840.8143 | 5840.8143 | 5840.8143 | 9.5 | 0.66
1QiSz+EcFFu5nU/H | optional | Residential |  | Richard-Jung-Straße | 0.061306 | Hard (default) |  | TRUE | 40 | 135.6234 | 11.1138 | 0.68 | 43.4663 | 43.4663 | 43.4663 | 6.3333 | 0.68
lw4wU8kbJY85/A/u | optional | Residential |  | Eichsfelder Straße | 12.605 | Hard (default) |  | TRUE | 50 | 204.1521 | 2476.0919 | 0.7545 | 9617.6371 | 9617.6371 | 9617.6371 | 2.8253 | 0.7545
mQ3HaTnsHGXWBGea | optional | Connector |  |  | 25.846 | Hard (default) |  | TRUE | 25 | 30.889 | 3214.5841 | 1 | 16438.0579 | 16438.0579 | 16438.0579 | 1 | 1
y1vqekmu0XCUKFG/ | optional | Service |  |  | 8.8976 | Hard (default) | [9 empty] | -0.6129 | 0
svwgqHb0KKIl26L7 | optional | Residential |  | Allmersstraße | 0.29938 | Hard (default) |  | TRUE | 50 | 172.6037 | 56.9699 | 0.66 | 228.4249 | 228.4249 | 228.4249 | 9.5 | 0.66
BabqMqGh64n8+98Y | optional | Service |  |  | 11.2965 | Hard (default) |  | TRUE | 40 | 104.4194 | 1927.5901 | 0.72 | 8009.2511 | 8009.2511 | 8009.2511 | 3.8 | 0.72
toR8/DKfq1q+yJit | optional | Connector |  |  | 4.3519 | Hard (default) |  | TRUE | 25 | 37.1339 | 571.9322 | 1 | 2767.8173 | 2767.8173 | 2767.8173 | 1 | 1
e/2SkpuBLQ3MdB1X | optional | Residential |  | Besanstraße | 8.8802 | Hard (default) |  | TRUE | 50 | 239.8103 | 1806.0553 | 0.65 | 6775.6239 | 6775.6239 | 6775.6239 | 12.6667 | 0.65
kxmxoGswbVBuxR7r | optional | Tertiary |  | Mühlenstraße | 15.2885 | Hard (default) |  | TRUE | 65 | 490.1864 | 3542.734 | 0.65 | 12979.945 | 12979.945 | 12979.945 | 12.6667 | 0.65
6hy1fvMK5kQauwJM | optional | Service |  | Kutterweg | 19.4056 | Hard (default) |  | TRUE | 40 | 112.269 | 3363.2529 | 0.7 | 13758.5378 | 13758.5378 | 13758.5378 | 4.75 | 0.7
zrYMU1QsBaiTk4Oy | optional | Connector |  |  | 6.2966 | Hard (default) |  | TRUE | 50 | 165.5439 | 1189.5589 | 1 | 4804.3211 | 4804.3211 | 4804.3211 | 1 | 1
AjWUqbaNDTCC3+sd | optional | Residential |  | Küferstraße | 6.3985 | Hard (default) |  | TRUE | 80 | 658.4148 | 1551.298 | 0.63 | 6027.3667 | 6027.3667 | 6027.3667 | 38 | 0.63
aonFxVtqFq4+DIXM | optional | Residential |  | Fresenbergstraße | 2.6938 | Hard (default) |  | TRUE | 150 | 3430.1018 | 830.6255 | 0.62 | 3873.7255 | 3873.7255 | 3873.7255 | 77 | 0.62494
f0v55RcRnhSh/zW3 | optional | Residential |  | Johann-Hoppe-Straße | 3.7965 | Hard (default) |  | TRUE | 125 | 1746.9782 | 1067.5443 | 0.63 | 4749.4172 | 4749.4172 | 4749.4172 | 38 | 0.63
bncil6rYy6YH2AaO | optional | Connector |  |  | 5.8536 | Hard (default) |  | TRUE | 25 | 34.196 | 749.879 | 1 | 3722.8796 | 3722.8796 | 3722.8796 | 1 | 1
qB9UeOFY8BRKte3y | optional | Service |  |  | 11.3733 | Hard (default) |  | TRUE | 40 | 133.6489 | 2054.1237 | 0.7 | 8063.6569 | 8063.6569 | 8063.6569 | 4.75 | 0.7
oZlasumJJ8HyJ5kY | optional | Connector |  |  | 6.7683 | Hard (default) |  | TRUE | 25 | 28.744 | 825.419 | 1 | 4304.617 | 4304.617 | 4304.617 | 1 | 1
OKgqwHGQ2topdDEy | optional | Connector |  |  | 6.0494 | Hard (default) |  | TRUE | 25 | 29.7469 | 744.5954 | 1 | 3847.4168 | 3847.4168 | 3847.4168 | 1 | 1
9SMSGq3xHCe5btHk | optional | Residential |  | Küferstraße | 12.7953 | Hard (default) |  | TRUE | 80 | 808.2067 | 3215.8464 | 0.63 | 12053.1406 | 12053.1406 | 12053.1406 | 38 | 0.63
VMW1Kjrvz7YcDit4 | optional | Connector |  |  | 9.3914 | Hard (default) |  | TRUE | 25 | 29.5772 | 1154.1483 | 1 | 5972.9177 | 5972.9177 | 5972.9177 | 1 | 1
073D/Knn0XyIAY4m | optional | Connector |  |  | 6.8183 | Hard (default) |  | TRUE | 25 | 24.8171 | 801.3091 | 1 | 4336.4308 | 4336.4308 | 4336.4308 | 1 | 1
Izl4284MbBy8Zdjw | optional | Connector |  |  | 11.6195 | Hard (default) |  | TRUE | 25 | 32.0435 | 1460.312 | 1 | 7390.0325 | 7390.0325 | 7390.0325 | 1 | 1
2vA/enXHANEOVq7Y | optional | Tertiary |  | Fresenbergstraße | 12.2033 | Hard (default) |  | TRUE | 40 | 133.0702 | 2201.6231 | 0.7 | 8652.1397 | 8652.1397 | 8652.1397 | 4.75 | 0.7
0aJ/Ncgi/+ennSUu | optional | Connector |  |  | 13.8933 | Hard (default) |  | TRUE | 25 | 30.3751 | 1719.9153 | 1 | 8836.1305 | 8836.1305 | 8836.1305 | 1 | 1
mMLvtdzzvMnvPRiI | optional | Service |  |  | 7.0252 | Hard (default) |  | TRUE | 25 | 33.835 | 897.1101 | 1 | 4468.0355 | 4468.0355 | 4468.0355 | 1 | 1
v6jAJk9NEvNwLnvf | optional | Residential |  | George-Albrecht-Straße | 23.2373 | Hard (default) |  | TRUE | 32 | 48.8612 | 3302.9569 | 1 | 15545.7744 | 15545.7744 | 15545.7744 | 1 | 1
/4kW22nBRrmOhFBz | optional | Connector |  |  | 7.6408 | Hard (default) |  | TRUE | 25 | 28.9771 | 933.838 | 1 | 4859.5501 | 4859.5501 | 4859.5501 | 1 | 1
DrpJxESW8RtLMpDH | optional | Connector |  |  | 15.6393 | Hard (default) |  | TRUE | 25 | 30.7529 | 1942.7289 | 1 | 9946.591 | 9946.591 | 9946.591 | 1 | 1
vPHq17If+tViO5vZ | optional | Connector |  |  | 7.3079 | Hard (default) |  | TRUE | 25 | 32.0969 | 918.8754 | 1 | 4647.8187 | 4647.8187 | 4647.8187 | 1 | 1
QMkYZJI5BOKxfmfD | optional | Connector |  |  | 6.5344 | Hard (default) |  | TRUE | 25 | 30.1143 | 807.0002 | 1 | 4155.8727 | 4155.8727 | 4155.8727 | 1 | 1
h8UAlx/jtY3XsXSg | optional | Residential |  | Eichsfelder Straße | 12.9291 | Hard (default) |  | TRUE | 50 | 255.6171 | 2669.3021 | 0.62 | 9864.9231 | 9864.9231 | 9864.9231 | 77 | 0.62494
WbVUJR6iWdo+VRYZ | optional | Connector |  |  | 5.0068 | Hard (default) |  | TRUE | 25 | 29.8536 | 616.874 | 1 | 3184.3502 | 3184.3502 | 3184.3502 | 1 | 1
snR6JJ1qspuZE+/0 | optional | Connector |  |  | 8.4616 | Hard (default) |  | TRUE | 20 | 24.1412 | 990.6891 | 1 | 5203.8895 | 5203.8895 | 5203.8895 | 1 | 1
ZnhghdXrWnKcCIhg | optional | Service |  |  | 10.0879 | Hard (default) |  | TRUE | 25 | 41.5692 | 1376.2446 | 1 | 6415.905 | 6415.905 | 6415.905 | 1 | 1
397oNqlt36bI8Gjw | optional | Connector |  |  | 7.9017 | Hard (default) |  | TRUE | 20 | 24.1697 | 925.1352 | 1 | 4859.5481 | 4859.5481 | 4859.5481 | 1 | 1
RhL0ougynqkFdUNW | optional | Connector |  |  | 7.9017 | Hard (default) |  | TRUE | 25 | 27.8869 | 956.0003 | 1 | 5025.4577 | 5025.4577 | 5025.4577 | 1 | 1
r9pb626LxqKqOPuK | optional | Connector |  |  | 6.2801 | Hard (default) |  | TRUE | 25 | 36.8651 | 823.4341 | 1 | 3994.1566 | 3994.1566 | 3994.1566 | 1 | 1
G+tTfJGBJIxe32+E | optional | Residential |  | Heimstättenweg | 5.4306 | Hard (default) |  | TRUE | 32 | 47.9716 | 768.9309 | 0.81 | 3633.0993 | 3633.0993 | 3633.0993 | 2 | 0.81
35q317tbcJhSbt3P | optional | Residential |  | Johann-Hoppe-Straße | 0.30891 | Hard (default) |  | TRUE | 125 | 1612.705 | 86.0304 | 0.63 | 386.4442 | 386.4442 | 386.4442 | 38 | 0.63
oB9JL6xs5N3izHL8 | optional | Secondary |  | Landrat-Christians-Straße | 13.7277 | Hard (default) |  | TRUE | 300 | 14973.3705 | 5053.602 | 0.62 | 37558.8832 | 37558.8832 | 37558.8832 | 77 | 0.62494
DBtNFyJA3/f4sv+p | optional | Connector |  |  | 12.4748 | Hard (default) |  | TRUE | 32 | 52.3257 | 1799.8334 | 1 | 8345.6164 | 8345.6164 | 8345.6164 | 1 | 1
s3YJYaFuS2dwVO/S | optional | Connector |  |  | 7.3667 | Hard (default) |  | TRUE | 50 | 224.2111 | 1475.8544 | 1 | 5620.77 | 5620.77 | 5620.77 | 1 | 1
504+vmkMksNHzB3k | optional | Connector |  |  | 7.8582 | Hard (default) |  | TRUE | 32 | 77.362 | 1255.1638 | 1 | 5257.1257 | 5257.1257 | 5257.1257 | 1 | 1
X9z0YJdTPwNIwAj+ | optional | Tertiary |  | Fresenbergstraße | 19.8143 | Hard (default) |  | TRUE | 32 | 77.2915 | 3164.0157 | 0.75 | 13255.768 | 13255.768 | 13255.768 | 2.9231 | 0.75
SnWQFLTxKwljFoIN | optional | Residential |  | Fresenbergstraße | 3.2281 | Hard (default) |  | TRUE | 150 | 3367.1278 | 992.8824 | 0.62 | 4642.0425 | 4642.0425 | 4642.0425 | 77 | 0.62494
wNOjk6xKc1TPMM2w | optional | Residential |  | Allmersstraße | 6.8268 | Hard (default) |  | TRUE | 50 | 206.6198 | 1344.3088 | 0.65 | 5208.8255 | 5208.8255 | 5208.8255 | 12.6667 | 0.65
nb+MUJlMP4SvnnPG | optional | Secondary |  | Lüssumer Straße | 35.1425 | Hard (default) |  | TRUE | 50 | 152.8496 | 6552.2856 | 0.68 | 26813.7657 | 26813.7657 | 26813.7657 | 6.3333 | 0.68
aJ92KP7qVEn8OesY | optional | Residential |  | Cord-Steding-Straße | 15.2017 | Hard (default) |  | TRUE | 50 | 169.1583 | 2882.6026 | 0.67 | 11598.8841 | 11598.8841 | 11598.8841 | 7.6 | 0.67
0hl6caGX3pQwhjW9 | optional | Connector |  |  | 4.2604 | Hard (default) |  | TRUE | 32 | 59.8574 | 634.4868 | 1 | 2850.2283 | 2850.2283 | 2850.2283 | 1 | 1
B7u6IOrn/2BAK543 | optional | Tertiary |  | Mühlenstraße | 7.8668 | Hard (default) |  | TRUE | 50 | 159.92 | 1477.5895 | 0.72 | 6002.3901 | 6002.3901 | 6002.3901 | 3.8 | 0.72
dZdDaXva5bj8XM+u | optional | Connector |  |  | 6.4202 | Hard (default) |  | TRUE | 25 | 30.2408 | 793.8168 | 1 | 4083.2635 | 4083.2635 | 4083.2635 | 1 | 1
fszy/kBanad78a31 | optional | Residential |  | Kapitän-Dallmann-Straße | 11.3095 | Hard (default) |  | TRUE | 65 | 496.2727 | 2627.9765 | 0.64 | 9601.7969 | 9601.7969 | 9601.7969 | 19 | 0.64
wwY8SA+/98STAFdf | optional | Service |  |  | 16.2833 | Hard (default) |  | TRUE | 100 | 1443.9319 | 4469.7443 | 1 | 17488.2427 | 17488.2427 | 17488.2427 | 1 | 1
MU9n1lCh88IZ1FCc | optional | Connector |  |  | 6.704 | Hard (default) |  | TRUE | 25 | 30.2492 | 828.9713 | 1 | 4263.7644 | 4263.7644 | 4263.7644 | 1 | 1
X5BU1Pe+OHVuNN/5 | optional | Residential |  | Dilichplatz | 11.9884 | Hard (default) |  | TRUE | 40 | 142.4436 | 2201.2031 | 0.67 | 8499.7962 | 8499.7962 | 8499.7962 | 7.6 | 0.67
DHMfB7BRE3XnGFTS | optional | Connector |  |  | 4.3446 | Hard (default) |  | TRUE | 32 | 46.5443 | 611.3353 | 1 | 2906.5592 | 2906.5592 | 2906.5592 | 1 | 1
dUuhqixoAAcgu9ME | optional | Residential |  | Dilichplatz | 6.6458 | Hard (default) |  | TRUE | 40 | 123.3285 | 1176.8954 | 0.67 | 4711.8921 | 4711.8921 | 4711.8921 | 7.6 | 0.67
lVFyLcK0SyzZ2933 | optional | Connector |  |  | 13.3524 | Hard (default) |  | TRUE | 32 | 56.3691 | 1959.7691 | 1 | 8932.7436 | 8932.7436 | 8932.7436 | 1 | 1
NykD82lcq0WJqso9 | optional | Tertiary |  | Mühlenstraße | 28.2628 | Hard (default) |  | TRUE | 50 | 179.6726 | 5417.1666 | 0.7 | 21564.553 | 21564.553 | 21564.553 | 4.75 | 0.7
ffnc2Y27gC45qqzA | optional | Service |  | Hootjeweg | 9.4117 | Hard (default) |  | TRUE | 125 | 1811.5506 | 2658.6741 | 0.62 | 11773.9829 | 11773.9829 | 11773.9829 | 77 | 0.62494
LUXZO5ljgvgmxqMc | optional | Residential |  | Wigmodistraße | 6.3661 | Hard (default) |  | TRUE | 65 | 382.3138 | 1402.6356 | 0.66 | 5404.7832 | 5404.7832 | 5404.7832 | 9.5 | 0.66
24ZLOQKSr9SS/8vR | optional | Connector |  |  | 23.1324 | Hard (default) |  | TRUE | 65 | 308.0825 | 4915.3812 | 1 | 19639.4094 | 19639.4094 | 19639.4094 | 1 | 1
lAxKfxBWIjSZ4QFQ | optional | Residential |  | Kapitän-Dallmann-Straße | 1.9667 | Hard (default) |  | TRUE | 80 | 537.06 | 462.6783 | 0.64 | 1852.6694 | 1852.6694 | 1852.6694 | 19 | 0.64
3UYudn6vsTwR6PZ4 | optional | Connector |  |  | 5.1425 | Hard (default) |  | TRUE | 50 | 155.6368 | 961.5967 | 1 | 3923.7 | 3923.7 | 3923.7 | 1 | 1
m2+FVeAH8MCUTtfO | optional | Secondary |  | Landrat-Christians-Straße | 41.6381 | Hard (default) |  | TRUE | 250 | 12541.7528 | 15001.0818 | 0.62 | 94726.77 | 94726.77 | 94726.77 | 77 | 0.62494
69Qqooe54xjvFTOM | optional | Service |  | Kutterweg | 19.1945 | Hard (default) |  | TRUE | 40 | 129.1574 | 3437.2917 | 0.68 | 13608.9005 | 13608.9005 | 13608.9005 | 6.3333 | 0.68
U5aCeKxP7nzV8FJV | optional | Residential |  | Lüder-Clüver-Straße | 16.2341 | Hard (default) |  | TRUE | 50 | 153.7681 | 3029.7231 | 0.67 | 12386.5847 | 12386.5847 | 12386.5847 | 7.6 | 0.67
xFlMOjXJ9P/4ygLv | optional | Residential |  | Kapitän-Dallmann-Straße | 16.7102 | Hard (default) | [9 empty] | -0.6129 | 0
YF7ta6YgEqvp9JHK | optional | Connector |  |  | 6.3085 | Hard (default) |  | TRUE | 25 | 42.8346 | 869.6424 | 1 | 4012.1907 | 4012.1907 | 4012.1907 | 1 | 1
qTGXa38mRYASvLVe | optional | Unclassified |  | Marschgehren | 5.6302 | Hard (default) |  | TRUE | 125 | 1638.3022 | 1570.8938 | 0.75 | 7043.3872 | 7043.3872 | 7043.3872 | 2.9231 | 0.75
cycjgedFrxFKsQCX | optional | Residential |  | Johann-Hoppe-Straße | 5.5192 | Hard (default) |  | TRUE | 125 | 2267.9623 | 1609.6384 | 0.62 | 6904.5172 | 6904.5172 | 6904.5172 | 77 | 0.62494
qnfSBWavGDRdgC6e | optional | Residential |  | Küferstraße | 2.7155 | Hard (default) |  | TRUE | 65 | 440.4586 | 614.994 | 0.64 | 2305.4907 | 2305.4907 | 2305.4907 | 19 | 0.64
CYO+kgHGDc1P7HEf | optional | Connector |  |  | 7.0088 | Hard (default) |  | TRUE | 25 | 28.4732 | 852.6146 | 1 | 4457.6144 | 4457.6144 | 4457.6144 | 1 | 1
ypsZqhSFkRQodt7y | optional | Connector |  |  | 6.8638 | Hard (default) |  | TRUE | 25 | 29.8934 | 845.9686 | 1 | 4365.3634 | 4365.3634 | 4365.3634 | 1 | 1
q7u31GQi93hLY0tx | optional | Connector |  |  | 5.2732 | Hard (default) |  | TRUE | 25 | 29.1106 | 645.2669 | 1 | 3353.7355 | 3353.7355 | 3353.7355 | 1 | 1
qNWOr73Qa7OhPTMs | optional | Secondary |  | Landrat-Christians-Straße | 11.7744 | Hard (default) |  | TRUE | 300 | 16982.7231 | 4387.9685 | 0.62 | 32214.7611 | 32214.7611 | 32214.7611 | 77 | 0.62494
ecp1QOPKoP45xcu3 | optional | Secondary |  | Landrat-Christians-Straße | 58.8431 | Hard (default) |  | TRUE | 80 | 550.9228 | 13891.2808 | 0.65 | 55430.155 | 55430.155 | 55430.155 | 12.6667 | 0.65
F7brSubcNHQmAjMc | optional | Construction |  |  | 54.8188 | Hard (default) | [9 empty] | -0.6129 | 0
2UpSLtnZe/ka29qp | optional | Connector |  |  | 5.3374 | Hard (default) |  | TRUE | 25 | 27.982 | 646.3268 | 1 | 3394.5715 | 3394.5715 | 3394.5715 | 1 | 1
0ObyRWs9Oq5VOWnY | optional | Residential |  | Lüder-Clüver-Straße | 5.7177 | Hard (default) |  | TRUE | 50 | 202.8879 | 1121.7537 | 1 | 4362.5822 | 4362.5822 | 4362.5822 | 1 | 1
1fqZQKAOPOXfcsU0 | optional | Residential |  | George-Albrecht-Straße | 48.235 | Hard (default) | [9 empty] | -0.6129 | 0
8sqX014Pb1Czix2t | optional | Connector |  |  | 7.1126 | Hard (default) |  | TRUE | 25 | 31.0389 | 885.8285 | 1 | 4523.609 | 4523.609 | 4523.609 | 1 | 1
dSEEAPumIiq9RJz4 | optional | Residential |  | Küferstraße | 16.5414 | Hard (default) |  | TRUE | 65 | 332.3604 | 3557.2841 | 0.65 | 14043.6367 | 14043.6367 | 14043.6367 | 12.6667 | 0.65
M9nvgIuqEB4Cccd3 | optional | Residential |  | Kapitän-Dallmann-Straße | 1.6947 | Hard (default) |  | TRUE | 40 | 130.9571 | 304.5283 | 0.67 | 1201.5658 | 1201.5658 | 1201.5658 | 7.6 | 0.67
vlMS1vqtyacR7WcY | optional | Secondary |  | Weserstrandstraße | 9.1142 | Hard (default) |  | TRUE | 100 | 1375.7718 | 2480.2614 | 0.63 | 9788.704 | 9788.704 | 9788.704 | 38 | 0.63
VFD9R3bB+dMtKNNz | optional | Connector |  |  | 3.4256 | Hard (default) |  | TRUE | 25 | 42.8377 | 472.2371 | 1 | 2178.6621 | 2178.6621 | 2178.6621 | 1 | 1
kHuXNgRB8Ys4vxhD | optional | Residential |  | Wigmodistraße | 13.4186 | Hard (default) |  | TRUE | 100 | 1107.5017 | 3526.4872 | 0.63 | 14411.5614 | 14411.5614 | 14411.5614 | 38 | 0.63
+qBQPzD6j88lmfcO | optional | Connector |  |  | 6.7106 | Hard (default) |  | TRUE | 25 | 35.011 | 865.8389 | 1 | 4267.9429 | 4267.9429 | 4267.9429 | 1 | 1
2EOVZwtykO73cgby | optional | Unclassified |  | Zur Westpier | 43.59 | Hard (default) | [9 empty] | -0.6129 | 0
9HH210jB/gvRKH8W | optional | Unclassified |  | Zum Kammstuhl | 40.3283 | Hard (default) |  | TRUE | 40 | 125.3763 | 7169.8293 | 1 | 28592.7505 | 28592.7505 | 28592.7505 | 1 | 1
Xt/i3IFvn8IxaAfd | optional | Residential |  | Fresenbergstraße | 1.7939 | Hard (default) |  | TRUE | 100 | 986.5068 | 463.9088 | 0.63 | 1926.6676 | 1926.6676 | 1926.6676 | 38 | 0.63
BGQ6DqFE1Jjg1wTX | optional | Residential |  | Fresenbergstraße | 24.197 | Hard (default) |  | TRUE | 100 | 1012.15 | 6278.9343 | 0.63 | 25987.5887 | 25987.5887 | 25987.5887 | 38 | 0.63
VXMyo2Y6AKLsnd+R | optional | Residential |  | Richard-Jung-Straße | 1.3498 | Hard (default) |  | TRUE | 32 | 56.3691 | 198.1214 | 1 | 903.0491 | 903.0491 | 903.0491 | 1 | 1
TFzWx0NyLlPi8s50 | optional | Residential |  | Heimstättenweg | 4.0486 | Hard (default) |  | TRUE | 25 | 29.6125 | 497.7171 | 1 | 2574.9379 | 2574.9379 | 2574.9379 | 1 | 1
/e9y9nlmjIdo4j+H | optional | Residential |  | Johann-Hoppe-Straße | 11.4884 | Hard (default) |  | TRUE | 125 | 2033.0747 | 3296.3812 | 0.62 | 14371.9821 | 14371.9821 | 14371.9821 | 77 | 0.62494
5yG/k5RrzlChhPnT | optional | Connector |  |  | 6.4374 | Hard (default) |  | TRUE | 25 | 32.8786 | 815.0951 | 1 | 4094.1632 | 4094.1632 | 4094.1632 | 1 | 1
ilGCs6S6+OuolkNC | optional | Connector |  |  | 8.4641 | Hard (default) |  | TRUE | 25 | 29.6125 | 1040.5291 | 1 | 5383.174 | 5383.174 | 5383.174 | 1 | 1
ACqpdxbF4PlCPcvP | optional | Residential |  | Lüder-Clüver-Straße | 12.6228 | Hard (default) |  | TRUE | 65 | 322.8739 | 2701.9363 | 0.62 | 10716.7861 | 10716.7861 | 10716.7861 | 77 | 0.62494
rFER7OGzMm1COlmg | optional | Residential |  | Küferstraße | 11.0902 | Hard (default) |  | TRUE | 65 | 380.4681 | 2441.3394 | 0.64 | 9415.5577 | 9415.5577 | 9415.5577 | 19 | 0.64
AwFQXELO5f6AfKls | optional | Connector |  |  | 4.2347 | Hard (default) |  | TRUE | 25 | 28.5338 | 515.4385 | 1 | 2693.2857 | 2693.2857 | 2693.2857 | 1 | 1
0YX0VylHlLm92nX3 | optional | Residential |  | Lüder-Clüver-Straße | 1.4016 | Hard (default) |  | TRUE | 32 | 70.6033 | 218.0231 | 0.72 | 937.6499 | 937.6499 | 937.6499 | 3.8 | 0.72
667koDbi89BtOixd | optional | Residential |  | Johann-Hoppe-Straße | 1.8361 | Hard (default) |  | TRUE | 125 | 2285.5244 | 536.1309 | 0.62 | 2296.9496 | 2296.9496 | 2296.9496 | 77 | 0.62494
kCWgwBJKRGMXOmbA | optional | Tertiary |  | Fresenbergstraße | 6.732 | Hard (default) | [9 empty] | -0.6129 | 0
rzQZe2rmuoqWqzOR | optional | Residential |  | Wigmodistraße | 6.6219 | Hard (default) |  | TRUE | 100 | 1092.2518 | 1736.7757 | 0.63 | 7111.9586 | 7111.9586 | 7111.9586 | 38 | 0.63
HB0hzPmt5wu2HnVe | optional | Residential |  | Richard-Jung-Straße | 9.0443 | Hard (default) |  | TRUE | 100 | 1379.8038 | 2462.5016 | 0.63 | 9713.6104 | 9713.6104 | 9713.6104 | 38 | 0.63
EHLuZLvj1IIZ6CW8 | optional | Connector |  |  | 8.0146 | Hard (default) |  | TRUE | 25 | 34.7193 | 1031.4506 | 1 | 5097.2875 | 5097.2875 | 5097.2875 | 1 | 1
YMXP8EbuQaZAAKvQ | optional | Residential |  | Lüder-Clüver-Straße | 9.6083 | Hard (default) |  | TRUE | 40 | 91.8922 | 1598.4502 | 1 | 6812.3166 | 6812.3166 | 6812.3166 | 1 | 1
8pSS4m6xjmO81T3Z | optional | Residential |  | Fresenbergstraße | 15.4838 | Hard (default) |  | TRUE | 100 | 1151.359 | 4092.8454 | 0.63 | 16629.6238 | 16629.6238 | 16629.6238 | 38 | 0.63
MHXthCPBvEVkZh4r | optional | Service |  | Bahrsweg | 16.9868 | Hard (default) |  | TRUE | 25 | 29.7057 | 2090.0437 | 1 | 10803.5997 | 10803.5997 | 10803.5997 | 1 | 1
YVnzSZ243xhGmVW2 | optional | Service |  | Hootjeweg | 10.3588 | Hard (default) |  | TRUE | 125 | 1754.6047 | 2914.3835 | 0.62 | 12958.8025 | 12958.8025 | 12958.8025 | 77 | 0.62494
WNZF+wcdD9I7XktI | optional | Connector |  |  | 7.0125 | Hard (default) |  | TRUE | 32 | 49.2623 | 998.4887 | 1 | 4691.3411 | 4691.3411 | 4691.3411 | 1 | 1
LUgVogSNQwDEPaMy | optional | Connector |  |  | 14.341 | Hard (default) |  | TRUE | 25 | 39.8729 | 1929.0239 | 0.81 | 9120.8607 | 9120.8607 | 9120.8607 | 2 | 0.81
+064ribyZLrI2CUD | optional | Connector |  |  | 9.6333 | Hard (default) |  | TRUE | 20 | 24.2018 | 1127.8754 | 1 | 5924.501 | 5924.501 | 5924.501 | 1 | 1
a8eRG7BKasRIEdXQ | optional | Service |  |  | 41.9689 | Hard (default) | [9 empty] | -0.6129 | 0
cDcSCDxE4kYS8VP5 | optional | Residential |  | Kapitän-Dallmann-Straße | 8.8555 | Hard (default) |  | TRUE | 50 | 227.5375 | 1779.8576 | 0.7 | 6756.7206 | 6756.7206 | 6756.7206 | 4.75 | 0.7
fNdl3/fuWaMNrsfo | optional | Secondary |  | Landrat-Christians-Straße | 2.1697 | Hard (default) |  | TRUE | 250 | 12955.364 | 785.0015 | 0.62 | 4936.1516 | 4936.1516 | 4936.1516 | 77 | 0.62494
WgslT2yuzMPHDHYM | optional | Residential |  | Fresenbergstraße | 5.8625 | Hard (default) |  | TRUE | 32 | 51.0416 | 841.1852 | 1 | 3922.0165 | 3922.0165 | 3922.0165 | 1 | 1
UMuauWSkjnjLrTz4 | optional | Residential |  | Kapitän-Dallmann-Straße | 11.8738 | Hard (default) |  | TRUE | 40 | 133.8576 | 2145.3631 | 0.68 | 8418.5068 | 8418.5068 | 8418.5068 | 6.3333 | 0.68
ej/15Z61G6flA3jn | optional | Connector |  |  | 15.2104 | Hard (default) |  | TRUE | 25 | 29.4684 | 1867.4083 | 1 | 9673.8239 | 9673.8239 | 9673.8239 | 1 | 1
LuKEglr4hjAPS2Z7 | optional | Connector |  |  | 6.1148 | Hard (default) |  | TRUE | 25 | 32.3197 | 770.3912 | 1 | 3888.9876 | 3888.9876 | 3888.9876 | 1 | 1
teHzFBLhtLUdb0mg | optional | Service |  |  | 74.3656 | Hard (default) |  | TRUE | 32 | 72.9808 | 11677.1385 | 1 | 49750.5596 | 49750.5596 | 49750.5596 | 1 | 1
qqPUo6tc3BSoMUF/ | optional | Connector |  |  | 4.7133 | Hard (default) |  | TRUE | 40 | 109.0761 | 811.7393 | 1 | 3341.7049 | 3341.7049 | 3341.7049 | 1 | 1
4pwqNE0iNBxOu0Sl | optional | Connector |  |  | 6.4071 | Hard (default) |  | TRUE | 25 | 31.2915 | 799.7875 | 1 | 4074.9051 | 4074.9051 | 4074.9051 | 1 | 1
zxHggLLtvajxrF6x | optional | Connector |  |  | 6.3837 | Hard (default) |  | TRUE | 25 | 38.7082 | 850.2849 | 1 | 4060.0052 | 4060.0052 | 4060.0052 | 1 | 1
iQr+eIuu0rmTR8Na | optional | Residential |  | Cord-Steding-Straße | 12.3406 | Hard (default) |  | TRUE | 65 | 484.2915 | 2851.9517 | 0.63 | 10477.1966 | 10477.1966 | 10477.1966 | 38 | 0.63
A7z4mDpuV5e2vKlJ | optional | Connector |  |  | 5.5345 | Hard (default) |  | TRUE | 25 | 29.4583 | 679.4163 | 1 | 3519.9405 | 3519.9405 | 3519.9405 | 1 | 1
1gag9TBtEPs+n0Ne | optional | Residential |  | Richard-Jung-Straße | 33.1079 | Hard (default) |  | TRUE | 100 | 1271.9564 | 8890.1907 | 0.63 | 35557.8631 | 35557.8631 | 35557.8631 | 38 | 0.63
DbG01iBqs6yfAxSu | optional | Residential |  | Richard-Jung-Straße | 11.9959 | Hard (default) |  | TRUE | 40 | 102.5003 | 2039.0686 | 0.68 | 8505.091 | 8505.091 | 8505.091 | 6.3333 | 0.68
ben1NiHbHjdnc/O6 | optional | Connector |  |  | 6.8479 | Hard (default) |  | TRUE | 25 | 27.8688 | 828.3672 | 1 | 4355.2564 | 4355.2564 | 4355.2564 | 1 | 1
7dVHpfpkteDTQ76V | optional | Secondary |  | Landrat-Christians-Straße | 14.9931 | Hard (default) |  | TRUE | 300 | 15035.5329 | 5521.5687 | 0.62 | 41021.2174 | 41021.2174 | 41021.2174 | 77 | 0.62494
3RqNhlmQcZndtu/P | optional | Residential |  | Kapitän-Dallmann-Straße | 9.0843 | Hard (default) |  | TRUE | 20 | 1 | 1063.5935 | 1 | 5586.8414 | 5586.8414 | 5586.8414 | 1 | 1
r3lxFh+UEBIhvEUJ | optional | Connector |  |  | 9.7825 | Hard (default) |  | TRUE | 25 | 28.1352 | 1186.2923 | 1 | 6221.6411 | 6221.6411 | 6221.6411 | 1 | 1
s2NYypt+luOX/UtV | optional | Construction |  |  | 108.2746 | Hard (default) |  | TRUE | 100 | 1443.9319 | 29721.2767 | 1 | 116286.9419 | 116286.9419 | 116286.9419 | 1 | 1
SjQLUJamD6kpDogh | optional | Residential |  | Mühlenstraße | 3.7457 | Hard (default) |  | TRUE | 250 | 8973.9338 | 1300.2779 | 0.62 | 8521.5715 | 8521.5715 | 8521.5715 | 77 | 0.62494
kd0xvayMs38tojnK | optional | Residential |  | Eichsfelder Straße | 20.6526 | Hard (default) |  | TRUE | 65 | 383.1963 | 4552.3175 | 0.62 | 17534.0506 | 17534.0506 | 17534.0506 | 77 | 0.62494
PLif0Xe7nY+v6294 | optional | Connector |  |  | 6.11 | Hard (default) |  | TRUE | 25 | 29.2045 | 748.314 | 1 | 3885.9519 | 3885.9519 | 3885.9519 | 1 | 1
WmBAWOELsL7vQ+RC | optional | Connector |  |  | 3.0188 | Hard (default) |  | TRUE | 25 | 30.9577 | 375.6942 | 1 | 1919.9477 | 1919.9477 | 1919.9477 | 1 | 1
pT58izb0zUmDVaC/ | optional | Residential |  | Lüder-Clüver-Straße | 18.2957 | Hard (default) |  | TRUE | 100 | 1061.6459 | 4779.0612 | 0.64 | 19649.57 | 19649.57 | 19649.57 | 19 | 0.64
QSYGO+Vvlo6dImsW | optional | Connector |  |  | 9.8168 | Hard (default) |  | TRUE | 25 | 28.1123 | 1190.2056 | 1 | 6243.4937 | 6243.4937 | 6243.4937 | 1 | 1
hoAotJlBqVTnKpJ8 | optional | Residential |  | Eichsfelder Straße | 12.522 | Hard (default) |  | TRUE | 20 | 1 | 1466.0831 | 1 | 7701.038 | 7701.038 | 7701.038 | 1 | 1
wXR35M52kw/QeDBZ | optional | Service |  | Hootjeweg | 34.0055 | Hard (default) |  | TRUE | 125 | 1716.6841 | 9541.3984 | 0.62 | 42540.843 | 42540.843 | 42540.843 | 77 | 0.62494
aYg5GkHvOB/gXBFH | optional | Service |  |  | 20.6748 | Hard (default) |  | TRUE | 40 | 96.2211 | 3470.0175 | 0.81 | 14658.4531 | 14658.4531 | 14658.4531 | 2 | 0.81
209w7S9eROcjPQLu | optional | Living street |  | Flethepad | 9.2876 | Hard (default) |  | TRUE | 32 | 48.976 | 1320.8047 | 0.81 | 6213.4325 | 6213.4325 | 6213.4325 | 2 | 0.81
lMUdv0CTM6XJEFu2 | optional | Residential |  | Johann-Hoppe-Straße | 4.4087 | Hard (default) |  | TRUE | 125 | 2397.1456 | 1297.2057 | 0.62 | 5515.3325 | 5515.3325 | 5515.3325 | 77 | 0.62494
CB6ua1n/O9lZVFLx | optional | Pedestrian |  |  | 17.9786 | Hard (default) |  | TRUE | 40 | 118.7529 | 3155.7263 | 0.81 | 12746.8501 | 12746.8501 | 12746.8501 | 2 | 0.81
c5gbzNxtsNo6rLFg | optional | Secondary |  | Weserstrandstraße | 24.6359 | Hard (default) |  | TRUE | 100 | 1100.2794 | 6468.2876 | 0.63 | 26458.9781 | 26458.9781 | 26458.9781 | 38 | 0.63
FIQcy9BhXN30VHWa | optional | Construction |  |  | 32.2813 | Hard (default) |  | TRUE | 80 | 667.4903 | 7843.8975 | 1 | 30408.9413 | 30408.9413 | 30408.9413 | 1 | 1
/p/1MJLECV8t3KKr | optional | Connector |  |  | 11.0965 | Hard (default) |  | TRUE | 25 | 29.5129 | 1362.8894 | 1 | 7057.3587 | 7057.3587 | 7057.3587 | 1 | 1
sVV2T1hSj/6Wy+lw | optional | Connector |  |  | 2.9129 | Hard (default) |  | TRUE | 25 | 29.1454 | 356.5581 | 1 | 1852.5956 | 1852.5956 | 1852.5956 | 1 | 1
XqllmF+ZQ/EvyMf9 | optional | Residential |  | Lüder-Clüver-Straße | 4.1814 | Hard (default) |  | TRUE | 40 | 86.1087 | 687.3748 | 0.72 | 2964.6419 | 2964.6419 | 2964.6419 | 3.8 | 0.72
ipLUqhoRsXafw46M | optional | Connector |  |  | 4.252 | Hard (default) |  | TRUE | 25 | 33.926 | 543.4059 | 1 | 2704.2459 | 2704.2459 | 2704.2459 | 1 | 1
ejjmLU/hoRyZGEeW | optional | Residential |  | Heimstättenweg | 17.6436 | Hard (default) |  | TRUE | 32 | 80.8733 | 2856.3935 | 0.72 | 11803.5978 | 11803.5978 | 11803.5978 | 3.8 | 0.72
KvAMSiADzNWMDJAz | optional | Connector |  |  | 3.9104 | Hard (default) |  | TRUE | 25 | 29.9629 | 482.2658 | 1 | 2487.0022 | 2487.0022 | 2487.0022 | 1 | 1
qGK1Es2qUjeaTDZg | optional | Service |  |  | 17.9265 | Hard (default) |  | TRUE | 50 | 158.0961 | 3360.6784 | 1 | 13677.892 | 13677.892 | 13677.892 | 1 | 1
PnldsY8EsqbIIXSY | optional | Connector |  |  | 4.7869 | Hard (default) |  | TRUE | 25 | 24.8806 | 562.9213 | 1 | 3044.4957 | 3044.4957 | 3044.4957 | 1 | 1
5Jm55daBa+NgEJUR | optional | Connector |  |  | 6.217 | Hard (default) |  | TRUE | 25 | 33.7649 | 793.412 | 1 | 3954.0211 | 3954.0211 | 3954.0211 | 1 | 1
i0knnhqqmDeWxGes | optional | Connector |  |  | 11.7615 | Hard (default) |  | TRUE | 32 | 55.3491 | 1718.8645 | 1 | 7868.4284 | 7868.4284 | 7868.4284 | 1 | 1
lxjU6CxZgX8rri7A | optional | Tertiary |  | Fresenbergstraße | 25.5269 | Hard (default) |  | TRUE | 25 | 38.9637 | 3407.4723 | 1 | 16235.1198 | 16235.1198 | 16235.1198 | 1 | 1
C3RIZoWizdiqtxef | optional | Connector |  |  | 7.3825 | Hard (default) |  | TRUE | 25 | 40.6577 | 999.5678 | 1 | 4695.2722 | 4695.2722 | 4695.2722 | 1 | 1
ZgWTMkYxzKcLz2dv | optional | Residential |  | Cord-Steding-Straße | 18.2147 | Hard (default) |  | TRUE | 40 | 114.0217 | 3167.7532 | 0.7 | 12914.2131 | 12914.2131 | 12914.2131 | 4.75 | 0.7
/q7ptJKEmn/TS9VU | optional | Residential |  | Allmersstraße | 4.211 | Hard (default) |  | TRUE | 65 | 414.4442 | 942.0944 | 0.64 | 3575.1054 | 3575.1054 | 3575.1054 | 19 | 0.64
rdrbgCHn8xdBnAuz | optional | Tertiary |  | Fresenbergstraße | 13.9503 | Hard (default) |  | TRUE | 80 | 595.3164 | 3330.0322 | 0.64 | 13141.2259 | 13141.2259 | 13141.2259 | 19 | 0.64
B2zKJz1emnDj0oBA | optional | Connector |  |  | 7.5799 | Hard (default) |  | TRUE | 25 | 29.2906 | 929.0794 | 1 | 4820.8338 | 4820.8338 | 4820.8338 | 1 | 1
ToQ71RcfFU7/mxSs | optional | Residential |  | Küferstraße | 0.0871 | Hard (default) |  | TRUE | 32 | 66.1269 | 13.3083 | 0.75 | 58.2696 | 58.2696 | 58.2696 | 2.9231 | 0.75
VzF6TP/CFdLul+RR | optional | Service |  |  | 15.7356 | Hard (default) |  | TRUE | 40 | 118.6416 | 2761.4085 | 0.75 | 11156.5064 | 11156.5064 | 11156.5064 | 2.9231 | 0.75
1gfVgbPM2KgsEJMz | optional | Residential |  | Fresenbergstraße | 0.69758 | Hard (default) |  | TRUE | 100 | 1169.9323 | 184.8429 | 0.63 | 749.2049 | 749.2049 | 749.2049 | 38 | 0.63
7xxnArIjSA+gwZm7 | optional | Connector |  |  | 6.7016 | Hard (default) |  | TRUE | 25 | 29.7614 | 824.9806 | 1 | 4262.2106 | 4262.2106 | 4262.2106 | 1 | 1
770E6ZVxN3vrDkG+ | optional | Residential |  | Fresenbergstraße | 6.1496 | Hard (default) |  | TRUE | 100 | 1188.9293 | 1633.5599 | 0.63 | 6604.6837 | 6604.6837 | 6604.6837 | 38 | 0.63
lsjyF+YTy9kObzGv | optional | Residential |  | Flethestraße | 13.4832 | Hard (default) |  | TRUE | 32 | 82.0029 | 2192.2403 | 0.72 | 9020.2514 | 9020.2514 | 9020.2514 | 3.8 | 0.72
VLM8lgatSi9a8Njy | optional | Residential |  | Küferstraße | 7.6736 | Hard (default) |  | TRUE | 65 | 268.1434 | 1598.1834 | 0.65 | 6514.8943 | 6514.8943 | 6514.8943 | 12.6667 | 0.65
I9xU8JoHMPGQ/wc+ | optional | Connector |  |  | 8.2764 | Hard (default) |  | TRUE | 32 | 44.5914 | 1154.6058 | 1 | 5536.9277 | 5536.9277 | 5536.9277 | 1 | 1
W8tlwlmW/KlOTdx0 | optional | Connector |  |  | 8.3191 | Hard (default) |  | TRUE | 25 | 32.5064 | 1049.86 | 1 | 5290.919 | 5290.919 | 5290.919 | 1 | 1
jbKXV297kkFMjcnT | optional | Connector |  |  | 92.8613 | Hard (default) |  | TRUE | 25 | 43.6327 | 12884.8446 | 1 | 59059.7997 | 59059.7997 | 59059.7997 | 1 | 1
kjGB07NaeZxYpy2S | optional | Residential |  | Besanstraße | 13.8648 | Hard (default) |  | TRUE | 100 | 1209.228 | 3692.7825 | 0.63 | 14890.8263 | 14890.8263 | 14890.8263 | 38 | 0.63
Pz0P/sZthRMisblA | optional | Residential |  | Leverkenbarg | 21.7495 | Hard (default) |  | TRUE | 125 | 1592.6319 | 6048.4323 | 0.62 | 27208.5895 | 27208.5895 | 27208.5895 | 77 | 0.62494
SyAGzW9obJxkjpd2 | optional | Residential |  | Richard-Jung-Straße | 9.4882 | Hard (default) |  | TRUE | 100 | 1463.4936 | 2610.9564 | 0.62 | 10190.3424 | 10190.3424 | 10190.3424 | 77 | 0.62494
Z7Q+1mrC0RzMlUBx | optional | Connector |  |  | 20.6977 | Hard (default) |  | TRUE | 25 | 32.9592 | 2622.6139 | 1 | 13163.7353 | 13163.7353 | 13163.7353 | 1 | 1
yHDV1neYZwygkvqX | optional | Footway |  |  | 7.5772 | Hard (default) |  | TRUE | 25 | 29.267 | 928.5401 | 1 | 4819.0808 | 4819.0808 | 4819.0808 | 1 | 1
ykybDHIeR9fwLMN9 | optional | Secondary |  | Bürgermeister-Dehnkamp-Straße | 24.9271 | Hard (default) |  | TRUE | 25 | 41.5692 | 3400.6807 | 1 | 15853.6102 | 15853.6102 | 15853.6102 | 1 | 1
1PY6yeoWbE1RQku+ | optional | Unclassified |  | Nicolaus-H.-Schilling-Straße | 17.9484 | Hard (default) |  | TRUE | 50 | 151.0945 | 3340.3236 | 1 | 13694.6254 | 13694.6254 | 13694.6254 | 1 | 1
YEVPtlbU2D5FPDTB | optional | Connector |  |  | 8.8651 | Hard (default) |  | TRUE | 25 | 28.4635 | 1078.3268 | 1 | 5638.1794 | 5638.1794 | 5638.1794 | 1 | 1
sUZuV+dGlsN7jaAY | optional | Connector |  |  | 6.7337 | Hard (default) |  | TRUE | 32 | 59.0684 | 999.5403 | 1 | 4504.8413 | 4504.8413 | 4504.8413 | 1 | 1
mewDbb4l3RDCvURT | optional | Residential |  | Küferstraße | 13.3317 | Hard (default) |  | TRUE | 65 | 292.6142 | 2811.0617 | 0.65 | 11318.6354 | 11318.6354 | 11318.6354 | 12.6667 | 0.65
C050jLejpEx9lCrX | optional | Residential |  | Lüder-Clüver-Straße | 0.022126 | Hard (default) |  | TRUE | 65 | 413.283 | 4.9475 | 0.64 | 18.7854 | 18.7854 | 18.7854 | 19 | 0.64
evnz1q272xrUebJR | optional | Secondary |  | Lüssumer Straße | 44.1099 | Hard (default) |  | TRUE | 65 | 262.2465 | 9159.2961 | 0.7 | 37449.3 | 37449.3 | 37449.3 | 4.75 | 0.7
dWaI//JkzANiKfl9 | optional | Connector |  |  | 21.8445 | Hard (default) |  | TRUE | 32 | 46.5768 | 3074.1842 | 0.81 | 14613.9504 | 14613.9504 | 14613.9504 | 2 | 0.81
jGHx1M9Y15ACIvGb | optional | Residential |  | Küferstraße | 15.3886 | Hard (default) |  | TRUE | 40 | 85.7034 | 2527.5516 | 0.72 | 10910.4883 | 10910.4883 | 10910.4883 | 3.8 | 0.72
GZJfVTvjJ+t0dP89 | optional | Residential |  | Küferstraße | 5.5324 | Hard (default) |  | TRUE | 80 | 620.7181 | 1328.9446 | 0.63 | 5211.4944 | 5211.4944 | 5211.4944 | 38 | 0.63
YPuuouJkiBnz0+iw | optional | Unclassified |  | Zum Kammstuhl | 133.5326 | Hard (default) |  | TRUE | 300 | 21506.8149 | 51127.805 | 0.62 | 365345.1389 | 365345.1389 | 365345.1389 | 77 | 0.62494
iO2luyQEhmeIoX5M | optional | Residential |  | Flethestraße | 5.4609 | Hard (default) |  | TRUE | 50 | 154.3001 | 1019.7139 | 0.67 | 4166.6404 | 4166.6404 | 4166.6404 | 7.6 | 0.67
mphiGjc/mmPwGB9g | optional | Residential |  | Lüder-Clüver-Straße | 5.5778 | Hard (default) |  | TRUE | 50 | 217.1267 | 1109.7798 | 0.62 | 4255.8802 | 4255.8802 | 4255.8802 | 77 | 0.62494
hrxPHhurcSY65sGx | optional | Connector |  |  | 5.5279 | Hard (default) |  | TRUE | 25 | 29.89 | 681.2964 | 1 | 3515.7304 | 3515.7304 | 3515.7304 | 1 | 1
wErshR6TxF0qP+9V | optional | Residential |  | Mühlenstraße | 7.8304 | Hard (default) |  | TRUE | 250 | 9695.0699 | 2739.0015 | 0.62 | 17814.1941 | 17814.1941 | 17814.1941 | 77 | 0.62494
FpW0V9ho5ONADLxC | optional | Unclassified |  | Zum Kammstuhl | 84.4257 | Hard (default) |  | TRUE | 300 | 21071.9683 | 32242.5494 | 0.62 | 230988.7289 | 230988.7289 | 230988.7289 | 77 | 0.62494
ANDmT2cKWJYJIPNV | optional | Connector |  |  | 106.9926 | Hard (default) |  | TRUE | 300 | 21506.8149 | 40966.014 | 0.62 | 292731.7938 | 292731.7938 | 292731.7938 | 77 | 0.62494
rCc9H/g6K0xEaBMS | optional | Residential |  | Richard-Jung-Straße | 78.116 | Hard (default) | [9 empty] | -0.6129 | 0
HNjYRxazXVO2eRMq | optional | Residential |  | Fresenbergstraße | 8.9858 | Hard (default) |  | TRUE | 150 | 3308.1029 | 2757.2956 | 0.62 | 12921.6092 | 12921.6092 | 12921.6092 | 77 | 0.62494
J3cCvZHxTDCfg/VV | optional | Connector |  |  | 17.8904 | Hard (default) |  | TRUE | 25 | 30.6846 | 2220.9782 | 1 | 11378.2626 | 11378.2626 | 11378.2626 | 1 | 1
dKO84C99oouoIhAU | optional | Connector |  |  | 9.9082 | Hard (default) |  | TRUE | 25 | 41.6157 | 1352.2434 | 1 | 6301.5911 | 6301.5911 | 6301.5911 | 1 | 1
xX/D/JLtw9/nyk/r | optional | Connector |  |  | 5.9012 | Hard (default) |  | TRUE | 25 | 29.7535 | 726.4008 | 1 | 3753.1778 | 3753.1778 | 3753.1778 | 1 | 1
r8kkGqxJITpiNXG8 | optional | Residential |  | Besanstraße | 14.6761 | Hard (default) |  | TRUE | 100 | 1170.2272 | 3888.9721 | 0.63 | 15762.1625 | 15762.1625 | 15762.1625 | 38 | 0.63
Y5kOIeBnhaoSywJ4 | optional | Unclassified |  | Marschgehren | 150.7644 | Hard (default) | [9 empty] | -0.6129 | 0
FgUkT2Rye1ED4nv/ | optional | Connector |  |  | 7.6292 | Hard (default) |  | TRUE | 32 | 52.2694 | 1100.4669 | 1 | 5103.9649 | 5103.9649 | 5103.9649 | 1 | 1
q63Lcq/GICfQg+h3 | optional | Residential |  | Flethestraße | 2.3463 | Hard (default) |  | TRUE | 32 | 48.9655 | 333.6606 | 0.81 | 1569.7043 | 1569.7043 | 1569.7043 | 2 | 0.81
DBZV4PV/dYd0pgAH | optional | Connector |  |  | 6.0341 | Hard (default) |  | TRUE | 40 | 94.8868 | 1010.003 | 1 | 4278.1783 | 4278.1783 | 4278.1783 | 1 | 1
TTJ7G6brQX0Yeyb8 | optional | Connector |  |  | 9.2457 | Hard (default) |  | TRUE | 32 | 72.0906 | 1446.7127 | 1 | 6185.3713 | 6185.3713 | 6185.3713 | 1 | 1
oZChTs5GaPKH9sVQ | optional | Residential |  | Eichsfelder Straße | 12.6704 | Hard (default) |  | TRUE | 65 | 328.5983 | 2719.7793 | 0.62 | 10757.1688 | 10757.1688 | 10757.1688 | 77 | 0.62494
SyG1ZZlmYUr5vl8R | optional | Connector |  |  | 21.0257 | Hard (default) |  | TRUE | 32 | 53.7797 | 3052.4057 | 1 | 14066.178 | 14066.178 | 14066.178 | 1 | 1
iWa74Q/04ySnMRKS | optional | Footway |  | Schifferweg | 1.6986 | Hard (default) |  | TRUE | 25 | 34.827 | 218.8163 | 1 | 1080.3407 | 1080.3407 | 1080.3407 | 1 | 1
1jc7SMBoeIpVxyiN | optional | Residential |  | Flethestraße | 4.2699 | Hard (default) |  | TRUE | 32 | 67.6805 | 656.504 | 0.75 | 2856.5397 | 2856.5397 | 2856.5397 | 2.9231 | 0.75
BcIybaMh3U9/RNgT | optional | Service |  |  | 26.8331 | Hard (default) |  | TRUE | 32 | 74.2401 | 4234.2794 | 1 | 17951.3506 | 17951.3506 | 17951.3506 | 1 | 1
xPwocOCC/my0oYqK | optional | Living street |  | An der Wollkämmerei | 59.0808 | Hard (default) |  | TRUE | 300 | 17121.7752 | 22036.214 | 0.62 | 161645.129 | 161645.129 | 161645.129 | 77 | 0.62494
GkINaLGuRer1djCu | optional | Residential |  | Fresenbergstraße | 20.2681 | Hard (default) | [9 empty] | -0.6129 | 0
mXiesvjvKeCnACNY | optional | Connector |  |  | 6.5388 | Hard (default) |  | TRUE | 25 | 28.8385 | 798.1363 | 1 | 4158.7 | 4158.7 | 4158.7 | 1 | 1
Note on M1: Florian Ludwig: a + (1 - a) / (k * n) a = 0,62 k = 1

## Paths & pipes Geojson
| wkt_geom | id | candidate/user-fields Category | solution/diameter-mm | solution/diversity | path/start | path/end | solution/included | path/length | candidate/user-fields Name | solution/capacity-kw | candidate/id | solution/max-capacity-kw
#N/A | LineString (8.5683833834423897 53.18211141730159852, 8.56842902999498079 53.18210678500030042) | BNLgNSbuWl8e9HnI | Connector | 25 | 1 | n3qT6OedrhIs+YCN | BgCUliD8+Oh/wUi8 | true | 30937047 |  | 296202850341797 | BNLgNSbuWl8e9HnI | 4394613154595750
#N/A | LineString (8.57832637088912087 53.1848373831985981, 8.57796288373413951 53.18475930328600043) | uOTT7yOzwKP8I2Jg | Residential | 65 | 0.64 | PPQXGUzjogQwJetj | R4PYyZ2ZWqmaOXUh | true | 25796095 | Cord-Steding-Straße | 396960770263686 | uOTT7yOzwKP8I2Jg | 506295486315796
#N/A | LineString (8.58978010000000047 53.18015780000000348, 8.58973650000000077 53.18012319999999704) | A/LvTGVXNoh+NwKl | Residential | 32 | 1 | 8LjI7VHOIF0w4Xlx | FXLVI5M9dhX4thNo | true | 482765 | Am Forst | 742401123046875 | A/LvTGVXNoh+NwKl | 8343616479046430
#N/A | LineString (8.57909544417369041 53.18453191174410222, 8.5790862000077901 53.18446066003439654) | L7HkSp8/Fglp5Q59 | Connector | 32 | 1 | c9h5nzQ17qBObuti | Mzk5cU3boTlV0evo | true | 79505243 |  | 56331916809082 | L7HkSp8/Fglp5Q59 | 8343616479046430
#N/A | LineString (8.56691821861901914 53.1849882025099987, 8.56698180000000065 53.18503220000000198, 8.56703489999999945 53.18506049999999874) | c6vEfxWkwrHv7uZF | Residential | 32 | 0.72 | YKHmMREs5BplJloB | XbWpTl5LBc0tPk1q | true | 1122507 | Richard-Jung-Straße | 66594105834961 | c6vEfxWkwrHv7uZF | 8343616479046430
#N/A | LineString (8.57042663948013939 53.18419992039689959, 8.57033628773126033 53.18420251371450291) | p/6TZMEY+226yg62 | Residential | 200 | 0.62 | qJfhLZUTOvff4MLT | abMdWOlfdk/6Jijp | true | 60446515 | Fresenbergstraße | 421028927314758 | p/6TZMEY+226yg62 | 8223548985685890
#N/A | LineString (8.56537987762354014 53.18305136607450123, 8.56535642497398086 53.18305183000160241) | CdCd630h8/DYl8qH | Connector | 25 | 1 | sQhUpLKkUkTGpEFy | LJmkUbOKxz1vzbBE | true | 1568117 |  | 398423156738281 | CdCd630h8/DYl8qH | 4394613154595750
#N/A | LineString (8.57774026550882063 53.18471148244489655, 8.57748506298531055 53.18465666149619864) | 4WdREWVnWDvrb0D1 | Residential | 65 | 0.64 | bwroAwYxDAaQg3Qd | uWdg5X6TCSOGC+FC | true | 18111406 | Cord-Steding-Straße | 340320506591816 | 4WdREWVnWDvrb0D1 | 506295486315796
#N/A | LineString (8.5759521640444607 53.18146130063060184, 8.57607639940779087 53.18146231859429918) | JubqsNc1kc0/72nd | Secondary | 300 | 0.62 | yG/MjJSdRpxAf3Pi | 3hYIW2Cw5pkOoaAc | true | 8303337 | Landrat-Christians-Straße | 15013826031723 | JubqsNc1kc0/72nd | 22175056343226800
#N/A | LineString (8.57276120000000041 53.18202680000000271, 8.57273280000000071 53.18198730000000296) | n/0mBH0SipMbVbYM | Residential | 250 | 0.62 | 73TxO6Rl8IWUpgbT | FgnJY0VWSE9Ke5nl | true | 4786583 | Kapitän-Dallmann-Straße | 100586194202042 | n/0mBH0SipMbVbYM | 14205243033783600
#N/A | LineString (8.5791472916676792 53.18452948455450269, 8.57909544417369041 53.18453191174410222) | Odqc6VeJDZpMedFA | Service | 50 | 0.72 | vMgZ10hrk6wXGPfB | c9h5nzQ17qBObuti | true | 34751906 |  | 198648262023926 | Odqc6VeJDZpMedFA | 2611239415570130
#N/A | LineString (8.56144190000000016 53.18230489999999833, 8.56162869999999998 53.18234790000000345) | bTsrrNGGSUSGnm9o | Service | 25 | 1 | oz1HNVXce+czfC/9 | VVl8Y67inRRUAzbv | true | 13368616 |  | 415691871643066 | bTsrrNGGSUSGnm9o | 4394613154595750
#N/A | LineString (8.56431624952461057 53.18470742439370014, 8.56438520000000025 53.18488659999999868) | 3CkNgH4pk6K83BZm | Residential | 32 | 0.81 | 4J76g4TSw+QLRnLO | bth6oCoTCGsj0mhZ | true | 20458242 | Besanstraße | 497214994811802 | 3CkNgH4pk6K83BZm | 8343616479046430
#N/A | LineString (8.56411220187752953 53.18409533895749775, 8.56422540999083992 53.18411649000049835) | YxE2U7moeMye97o3 | Connector | 25 | 1 | TXWmHT8YX2K1Vy+z | f4WQSo52wQOI4Q4e | true | 7922635 |  | 375651245117188 | YxE2U7moeMye97o3 | 4394613154595750
#N/A | LineString (8.5821140612428195 53.18234418607809744, 8.58214239992802952 53.18232484002479765) | rP9ucesZmrpS+VK/ | Connector | 32 | 1 | DlXBzF7GLpHsjRtT | GHnOXcOUExdyPlh/ | true | 28667753 |  | 794682540893555 | rP9ucesZmrpS+VK/ | 8343616479046430
#N/A | LineString (8.5707126790583601 53.1821204942916026, 8.57070780500298035 53.18209020000829668) | #NAME? | Connector | 25 | 1 | GZMN7utmP/BmIviE | D3hA6/liSg9+DaRi | true | 3385831 |  | 278731861114502 | #NAME? | 4394613154595750
#N/A | LineString (8.5717528999999999 53.18124678000000216, 8.5717435879830628 53.18133457867759262) | Y7fNytA+gKFFJZLx | Connector | 65 | 1 | uPnxamrlVy9fBm89 | n1undk7f/oM/pCkx | true | 9790899783394090 |  | 339987854003906 | Y7fNytA+gKFFJZLx | 506295486315796
#N/A | LineString (8.57151390573958949 53.18205935800269657, 8.57152683001040927 53.18211771501989915) | Z9/MPRMVV7mLohvJ | Connector | 25 | 1 | uJ7fGzRzxBPHEiA7 | j0pSLgb9UoPuq2HR | true | 6549205 |  | 359584274291992 | Z9/MPRMVV7mLohvJ | 4394613154595750
#N/A | LineString (8.56412730000000089 53.1827810999999997, 8.56430480000000038 53.1830512000000013) | q5YHiGI6/XC8v5pI | Residential | 0 | 0 | BsW8DBluZvc5SXQe | wXxLedXZISfs2ABF | false | 3230423 | Kleine Straße | 0 | q5YHiGI6/XC8v5pI | 0
#N/A | LineString (8.57711946666280056 53.18200682456009787, 8.57701545999379 53.18203780000099812) | p1jOgcAPi6/y5uZV | Connector | 25 | 1 | Uaf0z0VlxzptEqVx | mRIV9QFMfzlgdvLY | true | 77579083 |  | 27494930267334 | p1jOgcAPi6/y5uZV | 4394613154595750
#N/A | LineString (8.57251429999999992 53.18459289999999839, 8.57251148862039081 53.18455665685429778) | 656mCe5qkWkJntcy | Tertiary | 150 | 0.62 | C11SQBuQgviKpPSJ | VDzOr9OJvEMEXNCw | true | 4036292 | Mühlenstraße | 399073329982755 | 656mCe5qkWkJntcy | 40530788484379904
#N/A | LineString (8.56633474885119028 53.18398612057850272, 8.56621336011025925 53.18397376739270044) | aLEKCs5XRpw6N3lJ | Residential | 100 | 0.63 | aWwL9aXB+/uY3dxl | VqDu0N+PdNrL0C2u | true | 8227439 | Fresenbergstraße | 12696256385994 | aLEKCs5XRpw6N3lJ | 14856808858803300
#N/A | LineString (8.57765769999999961 53.18530290000000349, 8.57742840000000051 53.18519100000000321, 8.57721649269577036 53.18514179508559891) | U7NRqt1NGzi/B8Ec | Residential | 0 | 0 | cChMZ4/s/1yF6Cil | hb8w2VMhHiGCYok5 | false | 34923576 | Allmersstraße | 0 | U7NRqt1NGzi/B8Ec | 0
#N/A | LineString (8.57244318743033062 53.18351386445169737, 8.57244060978884015 53.18350106220359663) | sVzy2Lbd3a2gvtkJ | Residential | 250 | 0.62 | 1ex/MdnVqFsiY2DZ | 7Ir6ITChfiN0o+1y | true | 1434582 | Mühlenstraße | 907414682292938 | sVzy2Lbd3a2gvtkJ | 14205243033783600
#N/A | LineString (8.57270439999999923 53.1862591000000009, 8.57249768169496029 53.1862524824942966) | yPakMmqn125V7p3c | Residential | 32 | 0.81 | Mx60Wk0B6kN+hLZT | dQQ0kkwwlpOIGltS | true | 13832909 | Langenfeld | 786724705123925 | yPakMmqn125V7p3c | 8343616479046430
#N/A | LineString (8.57480046719016009 53.18541011733640289, 8.57476227999667984 53.18548036500310161) | PbgqXMb27tFjzSSG | Connector | 25 | 1 | omrRpeLUzdNuyrHB | e1ZR+HPJo9dYyjEa | true | 8220867 |  | 274602451324463 | PbgqXMb27tFjzSSG | 4394613154595750
#N/A | LineString (8.5779595999999998 53.18084029999999984, 8.57822670000000009 53.1807348000000033, 8.57825019999999938 53.18072540000000004, 8.57830440000000038 53.18070329999999757, 8.57848569999999988 53.18064760000000035, 8.57869570000000081 53.18058969999999874) | Qm/iCs2MtkWm8m09 | Unclassified | 0 | 0 | wgYr3OJnPvRV143y | mFwZZWXHM8Yd9W1B | false | 56678505 | Zum Krempel | 0 | Qm/iCs2MtkWm8m09 | 0
| LineString (8.58995129999999918 53.17931690000000344, 8.58995129999999918 53.17931690000000344, 8.58977130000000066 53.17936019999999786, 8.58956240000000015 53.17943249999999722, 8.58944800000000086 53.17956680000000347) | zrDTNbPsxeVE9wqi | Service | 40 | 1 | FwJBqJw15S0Sp5gV | kS5HL7+6ihxDLhLy | true | 45853848 |  | 104400024414062 | zrDTNbPsxeVE9wqi | 14798583586907100
| LineString (8.57510381079679007 53.18546961492670277, 8.57506577499665035 53.18553958500309875) | UfNQTfo6K2njArQv | Connector | 25 | 1 | ocgQl/pfdnepXIoQ | O5b2/QQq7qUM3rWv | true | 8188371 |  | 274749374389648 | UfNQTfo6K2njArQv | 4394613154595750
| LineString (8.57713878504213056 53.1855485883563972, 8.5771563000000004 53.18553820000000343, 8.5774232147568803 53.18541294122709928) | xyeQ8i2IUeMwnnzK | Residential | 100 | 0.63 | gt8ayEPKDH5iRLZ7 | lDrBvh8sdTlo8h2m | true | 24278807 | Wigmodistraße | 107700462621689 | xyeQ8i2IUeMwnnzK | 14856808858803300
| LineString (8.57745106504619059 53.18354247496859699, 8.57744014999464 53.18360413001320097) | Sfn6Int93HR2+h0M | Connector | 25 | 1 | #NAME? | VL5IeMp9gHfldf3S | true | 6897571 |  | 289587020874023 | Sfn6Int93HR2+h0M | 4394613154595750
| LineString (8.57269497094331001 53.18601534121550145, 8.57268851251333075 53.1859576780376031) | L06x0r0aMUF7gdav | Tertiary | 65 | 0.66 | 55GQRCe1oHrHFXwI | hDE0YA8CPc47IhvZ | true | 642932 | Mühlenstraße | 282709790496854 | L06x0r0aMUF7gdav | 506295486315796
| LineString (8.56654735876382034 53.1849101164074014, 8.56653657000028979 53.18504788501890346) | apDhxwRLxz4hanII | Connector | 25 | 1 | IVxbHJc2OYOP9Eb1 | bmmp0HY7xDJ1BRAX | true | 15343206 |  | 282783184051514 | apDhxwRLxz4hanII | 4394613154595750
| LineString (8.56264700000000012 53.18324439999999953, 8.56265860000000067 53.18328199999999839, 8.5626932 53.18339499999999731, 8.56273889999999049 53.18349160000000353, 8.56278909999999982 53.18355999999999995, 8.56281826528141998 53.18358736291030198) | LBlTu5qRuxodP+wM | Service | 32 | 0.75 | 493+2m8RrdP19J+k | sHst7W5wH60V7M/V | true | 40138157 | Bahrsweg | 690999913215637 | LBlTu5qRuxodP+wM | 8343616479046430
| LineString (8.57663819421517992 53.18150063650340087, 8.57661129999999083 53.18146670000000142) | 85VIjLvmzBfCXSBX | Footway | 25 | 1 | Mptp0F51Q0BtKmXI | 1DJWmq3QPhbtsKSi | true | 41813064 |  | 367132873535156 | 85VIjLvmzBfCXSBX | 4394613154595750
| LineString (8.57889139527929068 53.18524674429819754, 8.57889692999881959 53.1852257550030032) | p9q6V4nWtUaUUgL1 | Connector | 25 | 1 | iWrpo0zC72tg1hNl | 5zo7y3aNc1mqrjtA | true | 23640914 |  | 338517150878906 | p9q6V4nWtUaUUgL1 | 4394613154595750
| LineString (8.57167535251833002 53.18504081505759729, 8.57164795502126964 53.18501220501060089) | dx7Svv1C6gf16v9W | Connector | 25 | 1 | l5wck2J2nbx8KmbF | RKLmf6m99I+pau/8 | true | 3671761 |  | 296256313323975 | dx7Svv1C6gf16v9W | 4394613154595750
| LineString (8.56537912890225073 53.18377909930529768, 8.56538007109868005 53.18361105554780011) | jr9tP8NBRnINs6gh | Footway | 32 | 0.81 | 3ofoVXiPf4bsDE1W | hnaXa1Tq/ki+L3My | true | 18694363 | Schifferweg | 492672942924546 | jr9tP8NBRnINs6gh | 8343616479046430
| LineString (8.5706002535926693 53.18212702170300332, 8.57059552000693969 53.18209760001929709) | 4zb06FtjKpgtgzwS | Connector | 32 | 1 | zrAsQkuT9Eq8cgMK | rK14cMxkJgMNrdRq | true | 32883048 |  | 527366905212402 | 4zb06FtjKpgtgzwS | 8343616479046430
| LineString (8.57078414048836912 53.18299204319829698, 8.57082680000000074 53.18297739999999862, 8.57088880000000053 53.18296689999999671, 8.5709420000000005 53.1829747000000026, 8.57099347846205006 53.18298662507879726) | uJFQ2En5OtwkwZko | Service | 65 | 0.72 | 2upr1nz4STAwcbLq | BnQWvtH3gHKDAze0 | true | 14934821 |  | 326118658447289 | uJFQ2En5OtwkwZko | 506295486315796
| LineString (8.57013174652150944 53.18117445434199908, 8.57009941501726935 53.18129735001139835) | pkofCSgj/ToQP3B6 | Connector | 25 | 1 | lhWwt+6IuYz1JtoW | Q5Yts8JHP/004CCr | true | 13841375 |  | 291332244873047 | pkofCSgj/ToQP3B6 | 4394613154595750
| LineString (8.56767011461360006 53.18579572713969839, 8.5676610200042802 53.18574060501229894) | JSTX0+T1ypruxob5 | Connector | 25 | 1 | NLtsOjdB1SAU+Vtk | lHl7JNw+IMlOtKTp | true | 61621785 |  | 290631160736084 | JSTX0+T1ypruxob5 | 4394613154595750
| LineString (8.57157606752728007 53.1840996035066027, 8.57137709999999942 53.18411950000000132) | QIDdZ1TXumR1YLQS | Residential | 200 | 0.62 | kN03ybwmFWo28pP6 | NzfjOILns5rNckms | true | 13479024 | Fresenbergstraße | 447975420700073 | QIDdZ1TXumR1YLQS | 8223548985685890
| LineString (8.57552289999999928 53.17820499999999839, 8.57520730000000064 53.1778753999999978) | uVpGyvSlITuWRm/G | Service | 0 | 0 | DiYZe79MQRNUEyHo | Z1agI4YR/4w5O+wT | false | 42300896 |  | 0 | uVpGyvSlITuWRm/G | 0
| LineString (8.57608519599549979 53.18569455976800242, 8.57602770998659913 53.1857627100092003) | Xp2N8NA9bX2mscJR | Connector | 25 | 1 | g6y9lk7f8j2F17kJ | jbMnzqWCPAoSfYR+ | true | 8499102 |  | 261196613311768 | Xp2N8NA9bX2mscJR | 4394613154595750
| LineString (8.57527356433966936 53.18177750033819962, 8.57554840000000063 53.18174640000000153) | SqI7f6fq2oJtLWaM | Service | 25 | 1 | mD9CU58UlUBSE309 | 0FFb6OrrOV0OKOGG | true | 18689974 |  | 307529315948486 | SqI7f6fq2oJtLWaM | 4394613154595750
| LineString (8.57837306316421078 53.1828153763748972, 8.57837715499331921 53.18277504502550102) | D+UfTMu/QXcCXUzw | Connector | 25 | 1 | RVfggaHK+9iuG6CS | VTMRT0T2Juslmhj5 | true | 44950376 |  | 292397842407227 | D+UfTMu/QXcCXUzw | 4394613154595750
| LineString (8.56979965457733961 53.18114422872609737, 8.56992999999999938 53.18115530000000035, 8.57013174652150944 53.18117445434199908) | 6/sPHXrlR5kCyCTT | Secondary | 100 | 0.63 | Q913jWOyNxs5FXhE | lhWwt+6IuYz1JtoW | true | 22447626 | Weserstrandstraße | 944525154418945 | 6/sPHXrlR5kCyCTT | 14856808858803300
| LineString (8.57463478824218051 53.18243884927159826, 8.57459222742422078 53.18242686352620296) | 2VRImQUJQst39wUu | Residential | 50 | 0.65 | J36ZCHPHbXr5HCF2 | WT+oHN5FVt+XfZOB | true | 31412756 | Lüder-Clüver-Straße | 233200165557861 | 2VRImQUJQst39wUu | 2611239415570130
| LineString (8.56911933396430925 53.1841794440924005, 8.56913454499676064 53.18405646001640008) | d33cU54WzG5A42B9 | Connector | 25 | 1 | dKXTj+gzTx5trBRw | jxn/JLhB1Fgrab+9 | true | 13719237 |  | 291936321258545 | d33cU54WzG5A42B9 | 4394613154595750
| LineString (8.56872710000000026 53.18004140000000035, 8.56883007965071997 53.18000919006200178) | 5Km0rPTgG1R62kQB | Connector | 100 | 1 | mbgrYiDsxGYFFeJt | j93/g1Vhk9p6ijhj | true | 7759222 |  | 144393188476562 | 5Km0rPTgG1R62kQB | 14856808858803300
| LineString (8.57787896492028956 53.1815990198834001, 8.57781001999362047 53.18171451500489866) | nfH2a6W0g7Yl3ljq | Connector | 32 | 1 | DFAyHxKxc5sP8XCM | K3zjFXetufjXFoIc | true | 13649566 |  | 601858558654785 | nfH2a6W0g7Yl3ljq | 8343616479046430
| LineString (8.56921840000000046 53.18427429999999845, 8.56921840000000046 53.18427429999999845, 8.56924120000000045 53.18431530000000151, 8.56931649999999934 53.18440350000000194, 8.56934092792769952 53.18443544088530217) | LxKrvsU+/3z5A2uu | Footway | 50 | 0.66 | G/4c3wPetz/4XIXp | hfoaHvK1uFSRV/dR | true | 1974615 |  | 222167409210205 | LxKrvsU+/3z5A2uu | 2611239415570130
| LineString (8.57058269702836029 53.18419379711939854, 8.57057029501818946 53.18413741002149919) | 8gOG7LSYlPU+p9pE | Connector | 25 | 1 | I2ljZAV3u6aAPKZ2 | EGIZhlgpgz9/FYSX | true | 63273697 |  | 294718780517578 | 8gOG7LSYlPU+p9pE | 4394613154595750
| LineString (8.57212340000000061 53.1862404999999967, 8.57102659999999972 53.18621259999999751) | z3RzFvuv2kODoaWh | Residential | 0 | 0 | tSASf8lLLIjpX4Xo | 6oVGxl64OYHHw8rC | false | 7335598 | Langenfeld | 0 | z3RzFvuv2kODoaWh | 0
| LineString (8.57548151585664087 53.18302769213210013, 8.57562834499591986 53.18301132000019749) | E3y2jXDmYiJPKjjx | Connector | 25 | 1 | kzvJc/HJKIfFyHN3 | lVPfnLn6sGW3hqF5 | true | 9979744 |  | 395053367614746 | E3y2jXDmYiJPKjjx | 4394613154595750
| LineString (8.5732009125339097 53.1852281864159977, 8.57326665234105079 53.18522850275930125) | I9ssADRpQnGKysiF | Residential | 125 | 0.62 | EDQAr0ZR1ubZ/mzn | 88kPjijEuoBVbU1o | true | 4393103 | Johann-Hoppe-Straße | 245708570522309 | I9ssADRpQnGKysiF | 25836603610611200
| LineString (8.56888972129750925 53.18506496373009895, 8.56888658000169912 53.18498741001990027) | 80v97J5x/d2cZwhY | Connector | 25 | 1 | NUV9wWFboB5dgyqh | 5HNDHoaavbcJ5rfm | true | 8630122 |  | 361920318603516 | 80v97J5x/d2cZwhY | 4394613154595750
| LineString (8.56758984009847069 53.18508238148859846, 8.56802201147704068 53.18507702817129967) | #NAME? | Residential | 25 | 1 | 0+TNNm5f7tyw2KKK | DTbV9hpe3Ubjs643 | true | 2888544 | Richard-Jung-Straße | 318052558898926 | #NAME? | 4394613154595750
| LineString (8.56721172396973074 53.18650356826039882, 8.56719084000608078 53.18644064001419736) | BIfPcRdM5nFCPzOk | Connector | 25 | 1 | 6LDC9zEeuE5F6f7D | aKVY4lVg6LlYT/0z | true | 71382766 |  | 296180191040039 | BIfPcRdM5nFCPzOk | 4394613154595750
| LineString (8.57765769999999961 53.18530290000000349, 8.57784929686537012 53.18520813930660296) | VLuuUxl70y6xN3bA | Residential | 100 | 0.63 | cChMZ4/s/1yF6Cil | cVgELeZslpXjvPYb | true | 1658463 | Wigmodistraße | 105907260257722 | VLuuUxl70y6xN3bA | 14856808858803300
| LineString (8.57241863833503004 53.18339193733199721, 8.57234317499204046 53.18339742000039649) | XjIZc5LqL89Sy6sw | Connector | 25 | 1 | nnDbPCsY8sCMrN+4 | FYY22OyClHW9d4eK | true | 50796885 |  | 374903831481934 | XjIZc5LqL89Sy6sw | 4394613154595750
| LineString (8.58435270000000017 53.18143380000000064, 8.58449479999999987 53.18137020000000348) | b/nKc1VvwhiN4D1x | Secondary | 65 | 0.68 | GCxGXBqsMvDkStHM | VOzf6W+NJdyrchp6 | true | 11842381 | Landrat-Christians-Straße | 377164780502324 | b/nKc1VvwhiN4D1x | 506295486315796
| LineString (8.57826359999999966 53.18144300000000158, 8.57815620000000045 53.1812139999999971) | GdBejqgK2aC5smHL | Living street | 32 | 1 | W0VLPnWyYhHWvURQ | neXnhGmWfyLXwSHs | true | 26467186 | An der Wollkämmerei | 544040946960449 | GdBejqgK2aC5smHL | 8343616479046430
| LineString (8.57397183340120961 53.18225173477760137, 8.57387333423594988 53.18223300284609678) | h2LryVAxer8R637m | Residential | 32 | 0.75 | b62In+yQqamIjJuI | v2xNgTJjzX9Lp12y | true | 6904487 | Lüder-Clüver-Straße | 660960988998413 | h2LryVAxer8R637m | 8343616479046430
| LineString (8.56788271657308087 53.18236271439339902, 8.56788889236917939 53.18237858265130313) | ljqJBJreBxPM5R1F | Residential | 65 | 0.64 | b/JPcx9pMw97sl1U | RTTgex6qg5ftSp4H | true | 1812889 | Flethestraße | 405967574462891 | ljqJBJreBxPM5R1F | 506295486315796
| LineString (8.57764470000000046 53.1815568999999968, 8.57766649999999942 53.18151670000000308, 8.57769099999999973 53.18144470000000013, 8.57770909999999986 53.1814070000000001, 8.57771110000000014 53.18137240000000077, 8.5777031000000008 53.18134270000000186, 8.57770440000000001 53.18132820000000294, 8.57770979999999916 53.18131580000000014, 8.57772660000000009 53.18130250000000103, 8.57775469999999984 53.18128839999999968, 8.57777549999999955 53.18128360000000043, 8.57779599999999931 53.18128269999999702, 8.57781209999999916 53.1812831000000017, 8.5778452000000005 53.18127520000000175, 8.57792839999999934 53.18125909999999834, 8.57798470000000002 53.18124699999999905, 8.57802359999999986 53.18123899999999793, 8.57815620000000045 53.1812139999999971) | cJ0r5PgIPWfqTkD5 | Footway | 300 | 0.62 | /EZ0nPNWRnKzgD// | neXnhGmWfyLXwSHs | true | 59980675 |  | 170200382902145 | cJ0r5PgIPWfqTkD5 | 22175056343226800
| LineString (8.58435270000000017 53.18143380000000064, 8.58384749999999919 53.18111079999999902) | Be3wkmzuh5aJorVa | Unclassified | 25 | 1 | GCxGXBqsMvDkStHM | SODZP4gP/ufuFcU2 | true | 4930558 | Zur Westpier | 337564811706543 | Be3wkmzuh5aJorVa | 4394613154595750
| LineString (8.5757417177127806 53.18428889023810058, 8.57567109999999921 53.18427410000000322, 8.57554460000000063 53.18426960000000037, 8.57544554889495991 53.18427707525960102) | 7jg2WTOFVTXm3G3D | Residential | 40 | 0.72 | NkWXnWFagtSlYL4x | Zja4FEBGyhwDl105 | true | 20136927 | Cord-Steding-Straße | 960575276184245 | 7jg2WTOFVTXm3G3D | 14798583586907100
| LineString (8.56758817823451935 53.18508240207110305, 8.56758984009847069 53.18508238148859846) | azqKicH5HxU55xW/ | Residential | 20 | 1 | zm1eTzV4DSFqzmOo | 0+TNNm5f7tyw2KKK | true | 0.11107553 | Richard-Jung-Straße | 1 | azqKicH5HxU55xW/ | 2442449145137490
| LineString (8.56799489784411961 53.18265095412409948, 8.56802036209825957 53.18271638169409954) | cQbpfkZpYuHoZxGj | Residential | 65 | 0.64 | HwwFPnp7NWkOQX4b | PUmTUuYDspL44Exr | true | 74748583 | Flethestraße | 342627274169922 | cQbpfkZpYuHoZxGj | 506295486315796
| LineString (8.57227687901304058 53.18512576770349654, 8.57229429998963965 53.18509881001119766) | HtKclPkV+kYy1zVC | Connector | 25 | 1 | IA0mvtJJ56S2ZNhU | DCTBrWORWGt8dI1V | true | 3216967 |  | 301786651611328 | HtKclPkV+kYy1zVC | 4394613154595750
| LineString (8.57581505399966026 53.18258176267229942, 8.57580327998915948 53.18263590502819937) | tZHZYQhpp7ILwwQK | Connector | 25 | 1 | /LcQKeXZMnkDZLSh | wLfPy/dWdyTxnVvH | true | 6074312 |  | 310348167419434 | tZHZYQhpp7ILwwQK | 4394613154595750
| LineString (8.58234810000000081 53.18246789999999891, 8.58252219999999966 53.18235260000000153, 8.58256809999999959 53.18232059999999706) | nK8Z9MnI1hpBJ+uZ | Secondary | 65 | 0.66 | UkBg25zOO4GRjcJu | Avm7zSjOjtXldbnS | true | 22016474 | Landrat-Christians-Straße | 479857849845896 | nK8Z9MnI1hpBJ+uZ | 506295486315796
| LineString (8.5734873534872893 53.18383576522649747, 8.57350250000000003 53.18387129999999985, 8.57336210000000065 53.18389289999999647) | Cxf8O2+ssnOpbQyl | Platform | 0 | 0 | lgHRt4+1uetNX39l | kQNqV3jOd8rPBESC | false | 13765768 | Fresenbergstraße | 0 | Cxf8O2+ssnOpbQyl | 0
| LineString (8.57486348345265981 53.18247754226619861, 8.57478122676637966 53.18246703530859776) | ktJrSzMYE/Ge6npQ | Residential | 65 | 0.65 | 6WGUGt7Rb+vec3o6 | fWHh9YeltyXS0inN | true | 5619926 | Lüder-Clüver-Straße | 304493637371063 | ktJrSzMYE/Ge6npQ | 506295486315796
| LineString (8.57510841680458924 53.18618961611910123, 8.57513677499551008 53.18614747500330253) | 9f1tcAFwrS5nM25R | Connector | 25 | 1 | WRYMdzRaz4PELxCP | CVbSz9An9Oh5bUJE | true | 50565414 |  | 296125221252441 | 9f1tcAFwrS5nM25R | 4394613154595750
| LineString (8.57408759180128932 53.18373566134400221, 8.57418227000879085 53.18393782500960043) | sBaCvuRr9lJB2Kx0 | Connector | 25 | 1 | Ji/abe5/ejEWLNmE | +2MXJ2YZu8eN+Apw | true | 23362972 |  | 288192749023438 | sBaCvuRr9lJB2Kx0 | 4394613154595750
| LineString (8.57408759180128932 53.18373566134400221, 8.57401641330183928 53.18374768979450096) | jRxqnBtKtVqQW+VU | Tertiary | 40 | 0.72 | Ji/abe5/ejEWLNmE | YTwhWJ9q9sdW1svl | true | 49411964 | Fresenbergstraße | 844353767394787 | jRxqnBtKtVqQW+VU | 14798583586907100
| LineString (8.5802349729513594 53.18299535612800355, 8.58008899999999919 53.18298730000000063, 8.57995239999999981 53.18297840000000321, 8.57980859999999979 53.1829656999999969, 8.57962050000000076 53.18288210000000049) | MXiPiqpQlKffwq7W | Secondary | 80 | 0.65 | Z/CJ3F4CaxF/62rK | xAKt8o956tfhNEvL | true | 443277 | Landrat-Christians-Straße | 654772045230842 | MXiPiqpQlKffwq7W | 8519200479572930
| LineString (8.57105117508736036 53.18209633918279877, 8.57094105413479923 53.18210513971470021) | J89edvMI7TU2VShm | Residential | 65 | 0.65 | rlcVFcazRFVp81n4 | 92zaCvGZISwKZcpD | true | 7424037 | Kapitän-Dallmann-Straße | 396914315986633 | J89edvMI7TU2VShm | 506295486315796
| LineString (8.5732009125339097 53.1852281864159977, 8.57319995999971063 53.18529960500460163) | 6WIwXBf2BknmjL0l | Connector | 20 | 1 | EDQAr0ZR1ubZ/mzn | lQFkBmpwvjNh6C7f | true | 7945312 |  | 241395072937012 | 6WIwXBf2BknmjL0l | 2442449145137490
| LineString (8.57863160817175974 53.17968459407949666, 8.57851300499265967 53.1797021200005986) | CsXgRP7mXBOuldYI | Connector | 50 | 1 | cTJwytbsIizVNeHS | fi7+88EbinT240nR | true | 8162758 |  | 16063005065918 | CsXgRP7mXBOuldYI | 2611239415570130
| LineString (8.57480046719016009 53.18541011733640289, 8.5748542086717805 53.18542065821910114) | DPNFWg6BypYQQF82 | Residential | 125 | 0.63 | omrRpeLUzdNuyrHB | s1JS5b/ZqYCpsc9g | true | 377778 | Johann-Hoppe-Straße | 181682133058546 | DPNFWg6BypYQQF82 | 25836603610611200
| LineString (8.57718509999999945 53.18165729999999769, 8.57717000000000063 53.18162019999999757, 8.57717760000000062 53.18149480000000295) | ADeRwerEbA0p+RmF | Steps | 40 | 1 | 08T54WL5nKKKLDNA | +zQfMB+1BmxGX2J1 | true | 18208336 |  | 115069801330566 | ADeRwerEbA0p+RmF | 14798583586907100
| LineString (8.57029261019962085 53.18136047935369959, 8.57023219000915937 53.18159014500540138) | TDQhyV+yxtG1UCCj | Connector | 25 | 1 | nO9qNW7wCdic5F9G | eoisW2bK6UCxFDZ0 | true | 25866556 |  | 278847408294678 | TDQhyV+yxtG1UCCj | 4394613154595750
| LineString (8.57033643651563004 53.18119388777849821, 8.57029261019962085 53.18136047935369959) | gEuSK/bjeWRDVofl | Connector | 32 | 0.81 | MXdZnRvXqrBPJW8g | nO9qNW7wCdic5F9G | true | 18762709 |  | 464688849449158 | gEuSK/bjeWRDVofl | 8343616479046430
| LineString (8.57397183340120961 53.18225173477760137, 8.5739427249891893 53.18230697000969798) | 1CIkRcaAHwqqJFUE | Connector | 25 | 1 | b62In+yQqamIjJuI | fJRLku+sXbgwDhpU | true | 64452734 |  | 314672603607178 | 1CIkRcaAHwqqJFUE | 4394613154595750
| LineString (8.56752790881182058 53.18306128890139917, 8.56812809999999914 53.18299319999999852) | ICPOYm66fmsgmC+M | Living street | 50 | 0.66 | 9WMgA3V0ibmxjHOl | #NAME? | true | 408179 | Flethepad | 196368837432861 | ICPOYm66fmsgmC+M | 2611239415570130
| LineString (8.57414472381855042 53.18644265125720239, 8.57418934499686003 53.18638312500200271) | 556iXHj7pWJcMInC | Connector | 32 | 1 | oWj3cjxX/aGQ+1cH | 5flrSrTXyqrM02Tx | true | 7262385 |  | 444229202270508 | 556iXHj7pWJcMInC | 8343616479046430
| LineString (8.57612469084777018 53.18570657995410045, 8.57627590000000062 53.18575260000000071, 8.57650143022291012 53.18582839726809652) | nqn6rCzBxgrXxZDv | Residential | 125 | 0.63 | GSw29GsGQjQmXe1w | fRCdO4czCMmGJNWp | true | 28596272 | Johann-Hoppe-Straße | 162795144784928 | nqn6rCzBxgrXxZDv | 25836603610611200
| LineString (8.5746979200000002 53.18135447000000227, 8.57469656264098212 53.18144833947039984) | yg0fUBUxCfG7Qdcu | Connector | 32 | 1 | ZbWtva7/+/XyJ05P | IT59UCps8j937XJC | true | 10447097669189300 |  | 440044403076172 | yg0fUBUxCfG7Qdcu | 8343616479046430
| LineString (8.57376492306632088 53.1831043617864978, 8.5737603200007495 53.18304602500430178) | trPHmQLZkkcRqDzG | Connector | 25 | 1 | HJJtEh4wfZZXnXa2 | s6e9Q8Z8qr4elfHx | true | 64970374 |  | 302107582092285 | trPHmQLZkkcRqDzG | 4394613154595750
| LineString (8.57403009929945981 53.18309681109540321, 8.5740347250007396 53.1831554300129028) | wukvs58MV0sjvF0k | Connector | 25 | 1 | 0SrdhZqkAknyReXz | CTz+TuQv5WRqW7LI | true | 65284605 |  | 29457181930542 | wukvs58MV0sjvF0k | 4394613154595750
| LineString (8.56956980000000001 53.18419620000000236, 8.56922589999999929 53.18418419999999713) | 7FWyyjKrIhyADl2T | Residential | 150 | 0.62 | yz5W3m1eJFTh3sFm | gvhJlkViqMWHLqQS | true | 23019892 | Fresenbergstraße | 397992685691833 | 7FWyyjKrIhyADl2T | 40530788484379904
| LineString (8.57549900000000065 53.18718350000000328, 8.57539919999999967 53.18715100000000007, 8.57513490000000012 53.18706499999999693, 8.57503631360381036 53.18703121418919721) | Z7MuSxl/KbvLkhOS | Service | 50 | 1 | 9/i/CeUwcWHeOfZx | j3Xx7KIPNmrJNcx1 | true | 35255707 |  | 149637252807617 | Z7MuSxl/KbvLkhOS | 2611239415570130
| LineString (8.56333169074670941 53.18316460915470145, 8.56337456500230942 53.18329736500370331) | XzjrtT9NDXgJhS8W | Connector | 25 | 1 | 2L8IVCDJWvarBfwU | rlkXVmcZ7x86/rFD | true | 15043961 |  | 318182563781738 | XzjrtT9NDXgJhS8W | 4394613154595750
| LineString (8.56841239999999971 53.18221460000000178, 8.5683833834423897 53.18211141730159852) | tg8etC8O6DaMtcP0 | Residential | 80 | 0.63 | #NAME? | n3qT6OedrhIs+YCN | true | 11641334 | Zum Donaufleet | 542725022907257 | tg8etC8O6DaMtcP0 | 8519200479572930
| LineString (8.56945061420134024 53.18569021813240028, 8.56944090000389025 53.18563330001209977) | nnhdkjWG59pySbs6 | Connector | 25 | 1 | NzpLJuKpMQJHgSDJ | Oe8QZdMpiN66Rfm0 | true | 6365121 |  | 291587066650391 | nnhdkjWG59pySbs6 | 4394613154595750
| LineString (8.57701537784785017 53.18509509572889726, 8.57705035497875024 53.18504074501650081) | Ex83yYHLdU1LbodZ | Connector | 25 | 1 | UP6/eCpGBlwK+wJz | zDn2cOvUnm5/8nUl | true | 6482355 |  | 307433853149414 | Ex83yYHLdU1LbodZ | 4394613154595750
| LineString (8.56845619999999997 53.17995959999999656, 8.56860009999999939 53.17995909999999782, 8.56872710000000026 53.18004140000000035) | sF6IVw2QucB+OGm9 | Service | 100 | 1 | CQDH3F84+LHLpT8X | mbgrYiDsxGYFFeJt | true | 22101791 |  | 144393188476562 | sF6IVw2QucB+OGm9 | 14856808858803300
| LineString (8.57869570000000081 53.18058969999999874, 8.57894950000000023 53.18052409999999952) | 4I1y/bIYeyEZEIjc | Unclassified | 0 | 0 | mFwZZWXHM8Yd9W1B | SbqH3v2uDhbQM36r | false | 18464949 | Zum Krempel | 0 | 4I1y/bIYeyEZEIjc | 0
| LineString (8.58070050000000073 53.17719730000000311, 8.58051850000000016 53.17724429999999813, 8.57982048078184079 53.1773499744309035) | dl69yxYgB8G8OAp5 | Service | 32 | 1 | AB/yppQLUQPzJDck | 7+6EHPZHVxaWOpIE | true | 61351276 |  | 689769592285156 | dl69yxYgB8G8OAp5 | 8343616479046430
| LineString (8.56705863908602971 53.18583269209160136, 8.56704914500395986 53.18577810501229663) | viHvuM0Idtq6bY51 | Connector | 25 | 1 | 72jdyQU02fKRvt1G | XDc0FBlKB8XZaM1l | true | 6105665 |  | 289911003112793 | viHvuM0Idtq6bY51 | 4394613154595750
| LineString (8.56665122396521994 53.18585825810330192, 8.56663291520817971 53.18585940697639813) | heqAx5aUV7c3t6la | Residential | 80 | 0.63 | tDh49fDECVVPrN7G | Gtgh0ePPu3dY+cvA | true | 12300949 | Küferstraße | 546657041072845 | heqAx5aUV7c3t6la | 8519200479572930
| LineString (8.56654081483505969 53.18481369684280224, 8.56660375500232973 53.18481396000019856) | kMkOzaxP38ewuHn5 | Connector | 25 | 1 | 3E5fM+8xFQqgqc7T | NHcVUqzAVjvzVf67 | true | 4206024 |  | 278805561065674 | kMkOzaxP38ewuHn5 | 4394613154595750
| LineString (8.56830238225293073 53.18575818745279804, 8.56820289817241054 53.1857640676351977) | 65GaLIlAIq6PvRk5 | Residential | 50 | 0.65 | a8ZFE2qcSDcNi+yW | GpYQX/OFPMmj3LfV | true | 6679898 | Küferstraße | 249955070781696 | 65GaLIlAIq6PvRk5 | 2611239415570130
| LineString (8.57462914000000076 53.18135417999999959, 8.57462779282689169 53.18144734505414561) | vzYgN3UqC8ANn2Mb | Connector | 32 | 1 | gU45ukNi2QLgZqKB | OM1MW6eRPbRaqvG+ | true | 10368700448836000 |  | 443227691650391 | vzYgN3UqC8ANn2Mb | 8343616479046430
| LineString (8.57086980220929995 53.18211083389579841, 8.57086875658979963 53.18211091745740049) | M+jKBQ3WXBsFxEmM | Residential | 65 | 0.66 | Sa9G2PNty5gLTdmA | c0uYTFakvqs1NjGf | true | 0.07049262 | Kapitän-Dallmann-Straße | 336639413337707 | M+jKBQ3WXBsFxEmM | 506295486315796
| LineString (8.57086980220929995 53.18211083389579841, 8.57086202500939009 53.18207571501790198) | 8Z4AQHmmLcJRs/O6 | Connector | 25 | 1 | Sa9G2PNty5gLTdmA | JI0FgHw5npLeIqRI | true | 39412646 |  | 438632125854492 | 8Z4AQHmmLcJRs/O6 | 4394613154595750
| LineString (8.56720894117196963 53.18582326001310179, 8.56705863908602971 53.18583269209160136) | 3AZ8V8CeYIljgH36 | Residential | 65 | 0.64 | kuvCaCEr4vHrD0Ql | 72jdyQU02fKRvt1G | true | 10098232 | Küferstraße | 460945440673851 | 3AZ8V8CeYIljgH36 | 506295486315796
| LineString (8.57702850000000083 53.18189660000000174, 8.57711946666280056 53.18200682456009787) | Xlmnxip2f1yjctVE | Residential | 125 | 0.62 | U5VQ5pw1ZODsgwN8 | Uaf0z0VlxzptEqVx | true | 13686296 | Leverkenbarg | 162671770717623 | Xlmnxip2f1yjctVE | 25836603610611200
| LineString (8.5757089850362096 53.18322350613659921, 8.57574469999999955 53.18325089999999733, 8.5758340000000004 53.18336049999999915, 8.57587730000000015 53.18345850000000041) | Z5RZ+1ywCJgQyAii | Residential | 100 | 0.64 | VNZ51/ONYnJHypBY | dfA25jiqklJQnGk3 | true | 28725113 | Kaffeestraße | 916372813720722 | Z5RZ+1ywCJgQyAii | 14856808858803300
| LineString (8.56693959999999954 53.18515020000000249, 8.56694560000000038 53.18510380000000026, 8.56703489999999945 53.18506049999999874) | nYrC60QBLRcmlmEg | Path | 25 | 1 | b2yxhuvKwFiVA+JZ | XbWpTl5LBc0tPk1q | true | 12846314 |  | 282973785400391 | nYrC60QBLRcmlmEg | 4394613154595750
| LineString (8.57360614357997086 53.18310888262750069, 8.57360042500048003 53.18303640500469953) | TO6nIlxigbcJuxDL | Connector | 20 | 1 | hIftgbD7QavHW0bG | Aiubl01P41bEXfbG | true | 8071919 |  | 2405029296875 | TO6nIlxigbcJuxDL | 2442449145137490
| LineString (8.57951790000000081 53.18473670000000197, 8.57921594501125995 53.18484923500069783) | Qzz7gQzZSFZkJ5oN | Connector | 25 | 1 | Dm2ooHN/PHCro9N2 | fvCMZdAFn/c33B99 | true | 23746048 |  | 362353134155273 | Qzz7gQzZSFZkJ5oN | 4394613154595750
| LineString (8.57746030000000026 53.18224279999999737, 8.57738789999999973 53.18213910000000055) | XrD2fgIoJJ+wEqUr | Service | 0 | 0 | ebFInGZL5J9L4Y5N | EsqaHW4qN5p52jsi | false | 12509777 |  | 0 | XrD2fgIoJJ+wEqUr | 0
| LineString (8.57507470000000005 53.17779910000000143, 8.57534770000000002 53.17769950000000279) | T4EK6j8Lkv7bFClz | Unclassified | 32 | 1 | h3UE+tTrL6+e5duI | p4Q7JSxC9LHb3Nq6 | true | 21346777 | Marschgehren | 729808044433594 | T4EK6j8Lkv7bFClz | 8343616479046430
| LineString (8.56890194339706035 53.18572296352380135, 8.56890998001088988 53.1857729600310023) | cYyuTqMA72sMat1+ | Connector | 25 | 1 | ojQ2N1kw8SE8OW8E | Q1jqhGCj2JiYWYgw | true | 55877967 |  | 311566905975342 | cYyuTqMA72sMat1+ | 4394613154595750
| LineString (8.57694885395122064 53.18350860779219857, 8.57680079999999911 53.18349789999999899, 8.57674400865514919 53.18349434630579964) | /sy5fNtEUtU3ZFpi | Tertiary | 65 | 0.65 | WtE2temdBTfPKcDU | c3/AtlI/Y9N9JJVp | true | 13781009 | Fresenbergstraße | 411366699409497 | /sy5fNtEUtU3ZFpi | 506295486315796
| LineString (8.57578168668161034 53.18145990355669994, 8.57578022000006968 53.18152448500269713) | t5ukpQ1DSSBIRxr+ | Connector | 25 | 1 | nJqTjnA3UUFwb+LS | igZ7K8g3bBrPyniS | true | 71851134 |  | 294732055664062 | t5ukpQ1DSSBIRxr+ | 4394613154595750
| LineString (8.57259981704183005 53.18238987373140247, 8.57260107381875969 53.18238784052360302) | oiAw45GUJVy5/As1 | Residential | 250 | 0.62 | 9EFakwuNUMdHLYp5 | 4hzqlNzXj8S26Qrg | true | 0.24127667 | Mühlenstraße | 9853506769104 | oiAw45GUJVy5/As1 | 14205243033783600
| LineString (8.57447859000000001 53.18153894000000292, 8.57447994538318881 53.18144520716990797) | ZBrNwM4cznI4pxhK | Connector | 32 | 1 | gbS/oifto8REaNq7 | 6qYA9b7ZFzaFqWx0 | true | 10431890596489500 |  | 734489440917969 | ZBrNwM4cznI4pxhK | 8343616479046430
| LineString (8.5763354222319208 53.18628611723350019, 8.57619246001329039 53.18624031500230132) | 5DuV5AZMh4iaTxsJ | Connector | 25 | 1 | epzwq9Or8xtybtKx | UYmXKqE7Khu90YE/ | true | 10826921 |  | 248467636108398 | 5DuV5AZMh4iaTxsJ | 4394613154595750
| LineString (8.57783909994425997 53.17906710971639939, 8.57780919002109066 53.17899905502549984) | TBFYXAXlUe1gfOPx | Connector | 65 | 1 | hwl4WiuqWCmfKvcu | GlyLmUfs742yFb05 | true | 78302813 |  | 461971862792969 | TBFYXAXlUe1gfOPx | 506295486315796
| LineString (8.56479445992438926 53.18644976325720108, 8.56485269999999943 53.18653900000000334) | Q1mazj6Yyvr4D40R | Residential | 50 | 0.65 | #NAME? | MwDYt+2xt3PEDEy4 | true | 10662828 | Besanstraße | 220771411228168 | Q1mazj6Yyvr4D40R | 2611239415570130
| LineString (8.57244653292364056 53.18265627325580169, 8.57252680000000034 53.18250799999999856, 8.57253882351981034 53.1824885485132981) | UEOp+CBaN2SuAwVH | Residential | 250 | 0.62 | i+dk/sxWJubtAfgA | xF6RVYBz4Ccw/XzD | true | 1965339 | Mühlenstraße | 976597938354492 | UEOp+CBaN2SuAwVH | 14205243033783600
| LineString (8.57889459405514998 53.17889626342930143, 8.57894519530498911 53.17900728535509813) | mTeIRfVjrKmvGU6Q | Connector | 40 | 1 | 1kFqmPhVpCkCkldI | RCYt0uDGSqUpDT9x | true | 12805403 |  | 125376281738281 | mTeIRfVjrKmvGU6Q | 14798583586907100
| LineString (8.56505173220977944 53.18488995244079831, 8.56515510894675991 53.18489047205819986) | F9+iW6USMbufykur | Residential | 100 | 0.63 | 2jdQTX+bCpN76asN | 5VoW5mGed7mYb+Pd | true | 69082913 | Richard-Jung-Straße | 134342085456848 | F9+iW6USMbufykur | 14856808858803300
| LineString (8.57527355750401021 53.18177747853849979, 8.57527356433966936 53.18177750033819962) | pvWOdF+Dw7IOrLPO | Steps | 0 | 0 | /mHbODgIP8iJt//5 | mD9CU58UlUBSE309 | false | 0.0024677822 |  | 0 | pvWOdF+Dw7IOrLPO | 0
| LineString (8.58780430000000017 53.17850849999999951, 8.58828109999999967 53.17899129999999985, 8.58840020000000059 53.17911360000000087) | 6qeJy1X6YK3IiEfY | Service | 40 | 1 | X5gd+7QuQH5kONIR | hvymHhNKR+7UU3AX | true | 78214226 |  | 136901611328125 | 6qeJy1X6YK3IiEfY | 14798583586907100
| LineString (8.59073655218088028 53.17940322543589815, 8.59070029999440976 53.17941230000069908) | Mn+QYDIaMK6xF0Rt | Connector | 25 | 1 | OIDDVUUeolCLsDxx | Ow9gQscJjCoyr5dg | true | 26247253 |  | 430803604125977 | Mn+QYDIaMK6xF0Rt | 4394613154595750
| LineString (8.56621610000000011 53.1832611999999969, 8.56636566999785032 53.1834648300120989) | #NAME? | Connector | 25 | 1 | qbHJviaFHYJIc4Ng | bHwpPuRFspQJOQdJ | true | 24760195 |  | 295752258300781 | #NAME? | 4394613154595750
| LineString (8.57663819421517992 53.18150063650340087, 8.57657078499945946 53.18151991500320008) | HKoUZPos7Fb0mEkU | Connector | 25 | 1 | Mptp0F51Q0BtKmXI | sXvSqSqaXrn+kM9X | true | 4989364 |  | 367132873535156 | HKoUZPos7Fb0mEkU | 4394613154595750
| LineString (8.57265624111090929 53.18566954511570088, 8.57271352999383929 53.18566723000029839) | K04nzgRxFD49HjWu | Connector | 25 | 1 | XsGLFd9KDHsX/Ldk | 0UibJ23tlRBzKpZr | true | 38368568 |  | 308206253051758 | K04nzgRxFD49HjWu | 4394613154595750
| LineString (8.56546811246439077 53.18591981720410189, 8.56546133500263984 53.18587028500959946) | zqKcVvDhWrvNKWa2 | Connector | 20 | 1 | O+AKdTeglW/G2PxI | suudKZGsKB7/JNFh | true | 5528858 |  | 24229154586792 | zqKcVvDhWrvNKWa2 | 2442449145137490
| LineString (8.56726901886839975 53.18309059901719849, 8.56740439999999914 53.18307529999999872, 8.5675164532798096 53.18306258844670253) | Wjv06cxwzTehXplT | Living street | 50 | 0.67 | NyW2mlVM3OJHtyzr | 8QEx7xN6vEB7nMmu | true | 16826311 | Flethepad | 159729254665375 | Wjv06cxwzTehXplT | 2611239415570130
| LineString (8.57040056465267952 53.18119997608069838, 8.57056730434262981 53.18121580611710186) | kDsBl65AmvuktW7t | Secondary | 100 | 0.63 | G78O69Q7aACYGU9k | MRvedIW1OBo8+OZy | true | 11281465 | Weserstrandstraße | 105493675918579 | kDsBl65AmvuktW7t | 14856808858803300
| LineString (8.5743995232081005 53.18252142719519782, 8.57445919999999973 53.18238389999999782) | JMsPsumKtbqkfEOK | Footway | 32 | 0.81 | pTgQh56Qh8no/3rM | RjDQWuPWYQznSTCv | true | 1581063 |  | 549500247001415 | JMsPsumKtbqkfEOK | 8343616479046430
| LineString (8.57486348345265981 53.18247754226619861, 8.57484556999454917 53.18252815000749933) | UVQsnjB7cyPHcV6f | Connector | 25 | 1 | 6WGUGt7Rb+vec3o6 | 7essvyQLpiEFhQV/ | true | 575579 |  | 330094184875488 | UVQsnjB7cyPHcV6f | 4394613154595750
| LineString (8.57049169621975082 53.18213332443080077, 8.57050991500381087 53.18224656500260039) | npe7nPl1MmJ69uc+ | Connector | 32 | 1 | YTKUpZzl61/G05U0 | nGoil06oQ/jX95hT | true | 12656294 |  | 683439254760742 | npe7nPl1MmJ69uc+ | 8343616479046430
| LineString (8.58780430000000017 53.17850849999999951, 8.58759500000000031 53.17846790000000112, 8.58721420000000002 53.17836669999999799, 8.58700229999999998 53.1783489999999972, 8.58680110000000063 53.17836340000000206, 8.5866965000000004 53.1783803000000006, 8.58662029999999987 53.17841980000000035, 8.58650429999999965 53.17845520000000192, 8.5863536000000007 53.1784906000000035, 8.58631353313580981 53.17849509292110355) | w7neO8ZYvJlfjIGq | Service | 40 | 1 | X5gd+7QuQH5kONIR | MZIf6Fzn2H6LzTR8 | true | 10656897 |  | 136901611328125 | w7neO8ZYvJlfjIGq | 14798583586907100
| LineString (8.5734479600932243 53.18144947727152783, 8.57362821470661984 53.1814490239314992) | uUrdFICV7XT/9pjI | Secondary | 250 | 0.62 | yVohsziqOWd03KiA | pTGmC7X4FiJRN4jW | true | 12051104019686400 | Landrat-Christians-Straße | 125790498443222 | uUrdFICV7XT/9pjI | 14205243033783600
| LineString (8.56980521846126919 53.18536863282479743, 8.56969868996634965 53.18540586500439815) | cQejXGozOcEAeikE | Connector | 25 | 1 | 40FhbCx66x8VNY+p | ZNYc9QAJr3gmucck | true | 8235889 |  | 296990528106689 | cQejXGozOcEAeikE | 4394613154595750
| LineString (8.56601738927371059 53.18589175275379688, 8.56590115424694076 53.18589771230229957) | p8mtzGZmaZKYyR08 | Residential | 80 | 0.63 | 1v76FNgzq8mKNFlh | CycsnemhR/IMvY0t | true | 77953544 | Küferstraße | 677342697315209 | p8mtzGZmaZKYyR08 | 8519200479572930
| LineString (8.57052490000000056 53.18419709999999867, 8.57042663948013939 53.18419992039689959) | lKcaD+HXsB55HPzm | Residential | 200 | 0.62 | SNxIOhE0+fT+fOEO | qJfhLZUTOvff4MLT | true | 65737596 | Fresenbergstraße | 422955035041809 | lKcaD+HXsB55HPzm | 8223548985685890
| LineString (8.57121579999999916 53.18461190000000016, 8.57139630998941016 53.18448744000809825) | yu0w5NTPeqJ5WsMu | Connector | 25 | 1 | pW06xOwRB+bSj9IR | Q9oxsvczKMR3hQpp | true | 18363218 |  | 438338088989258 | yu0w5NTPeqJ5WsMu | 4394613154595750
| LineString (8.57544289144225935 53.18283152942679948, 8.57533894500036986 53.18283079500000099) | 3YGITYKxf4nzhRwC | Connector | 25 | 1 | c4Vf7dV9RfZGngno | +GE9yyme5+8sgdfF | true | 69469295 |  | 303883152008057 | 3YGITYKxf4nzhRwC | 4394613154595750
| LineString (8.57428575830357076 53.18460234381699792, 8.5741031999999997 53.18457010000000196) | AAQ1gCLlt0HSDj9W | Residential | 65 | 0.64 | N6LZjf6iWEgBMx4Q | m/gkBPD8M/gcbbya | true | 12715779 | Allmersstraße | 394317891845712 | AAQ1gCLlt0HSDj9W | 506295486315796
| LineString (8.56720894117196963 53.18582326001310179, 8.56721735500492976 53.18587163501519655) | LPZJDeqoaAAUsLkK | Connector | 25 | 1 | kuvCaCEr4vHrD0Ql | Tcqy2swXTS0aYLQZ | true | 54108343 |  | 320107269287109 | LPZJDeqoaAAUsLkK | 4394613154595750
| LineString (8.57655000269359924 53.1826394348708007, 8.57637701649560924 53.18262586088329869) | SfRrsA1JrZ97/Xea | Residential | 50 | 0.7022817957177127 | hwDTM7JPdfKtLo8A | HXRia7RDvjR23Fhs | true | 11658443 | Lüder-Clüver-Straße | 204152099609385 | SfRrsA1JrZ97/Xea | 2611239415570130
| LineString (8.56758083130083925 53.18410707685880112, 8.56755491353258947 53.18410506886370115) | Pyfj6W0olUsxeUnS | Residential | 150 | 0.62 | D9OtyYtR4KtQNkI2 | FGmsy5D4uG/m8UB2 | true | 17463071 | Fresenbergstraße | 328920140655518 | Pyfj6W0olUsxeUnS | 40530788484379904
| LineString (8.57888499857694065 53.18036748296839988, 8.57885653723617914 53.18029837511719649) | yLVW8B2YV1bshhcn | Unclassified | 50 | 0.81 | 8AA6b3agzaaTFN3b | 12pj1HKWRUti8JkA | true | 79197946 | Nicolaus-H.-Schilling-Straße | 161107799262973 | yLVW8B2YV1bshhcn | 2611239415570130
| LineString (8.58902589999999933 53.17948030000000159, 8.58917070000000038 53.17951300000000003) | glxObrkTblLsEbLs | Service | 50 | 0.81 | qlYvzLLWETklpIH5 | 8tZTwcS0GDqxm9C2 | true | 10338461 |  | 246114933013916 | glxObrkTblLsEbLs | 2611239415570130
| LineString (8.57562830461050929 53.18483899028650086, 8.57523129050943922 53.18476919942619929) | UdS6qWLs6dAlxqMd | Residential | 65 | 0.65 | 4bFn4JEHKt60R9Y5 | hMD2MPlzraTjsSjM | true | 27642841 | Allmersstraße | 263417405796063 | UdS6qWLs6dAlxqMd | 506295486315796
| LineString (8.57261197020817001 53.18664857302000115, 8.57250846502492081 53.18663603000189966) | E029ct/TLWLBeP/u | Connector | 25 | 1 | +02mFuPg9R9Cx+DL | p7CH3ImF14UVCc9p | true | 70557013 |  | 387709693908691 | E029ct/TLWLBeP/u | 4394613154595750
| LineString (8.57462779282689169 53.18144734505414561, 8.57469656264098212 53.18144833947039984) | +1e8yNEvRjvU5CFb | Secondary | 250 | 0.62 | OM1MW6eRPbRaqvG+ | IT59UCps8j937XJC | true | 4598966893203550 | Landrat-Christians-Straße | 128478062827682 | +1e8yNEvRjvU5CFb | 14205243033783600
| LineString (8.56835475548400005 53.1836382058843995, 8.56823666498851999 53.18365318000080322) | KNNbutr0SBT/qVjS | Connector | 25 | 1 | 3ZqfztVvxdMEPVdc | OwA5BSK8toeHXmgX | true | 8065412 |  | 297425079345703 | KNNbutr0SBT/qVjS | 4394613154595750
| LineString (8.56804582080594912 53.18577336086099905, 8.56805405000914 53.18582323502700149) | ViGjKHK5Whsz5mau | Connector | 25 | 1 | Li2SYpOS0cKtYrdS | 97Dmf02TCXNLaUdA | true | 55755043 |  | 305501327514648 | ViGjKHK5Whsz5mau | 4394613154595750
| LineString (8.57131870000000085 53.18480550000000306, 8.57192399999999921 53.18495490000000103) | yqq0bhyzpc2wtIsc | Service | 25 | 1 | z+5FiNQm7tlEvV9m | 4ZCzCA0NHyxHkMD9 | true | 4373007 |  | 349998359680176 | yqq0bhyzpc2wtIsc | 4394613154595750
| LineString (8.56877065931747062 53.18573057760119838, 8.56870819999999966 53.18573419999999885, 8.56866833904343039 53.18573655620090079) | DUBXVbBEKQyBJR8n | Residential | 40 | 0.67 | ZCoIOyrQJpFQwvMe | w3Sa19YHes8iwHQN | true | 6869592 | Küferstraße | 140474162788363 | DUBXVbBEKQyBJR8n | 14798583586907100
| LineString (8.57615919999999932 53.17718390000000284, 8.57612788002798077 53.17707466502550062) | f1RJ2Tm4pwFtYv1U | Connector | 32 | 1 | zdWEYJmO8XZEhdGJ | IiyWl95xbCqRwr/G | true | 12330953 |  | 729808044433594 | f1RJ2Tm4pwFtYv1U | 8343616479046430
| LineString (8.57182122552294068 53.18407508754390278, 8.57162836101909953 53.18409437416730157) | WgSvBEfD8K+/Kee4 | Residential | 200 | 0.62 | uy4lnhuayglE0wMc | IA99yQZuLbTzqED7 | true | 13065591 | Fresenbergstraße | 451659014762878 | WgSvBEfD8K+/Kee4 | 8223548985685890
| LineString (8.58578619999999937 53.18084319999999821, 8.58649920000000044 53.18053280000000171, 8.58673150000000085 53.18043730000000124) | XCshyNzDoqux29IV | Secondary | 65 | 0.68 | OgLFNTCx7xJ28si4 | WQUZqzRDnPuaWnC4 | true | 7765846 | Landrat-Christians-Straße | 377164780502324 | XCshyNzDoqux29IV | 506295486315796
| LineString (8.57241863833503004 53.18339193733199721, 8.57240499999999983 53.18332420000000127, 8.57240331941027023 53.18329964480459893) | 9JrvbW80R4Vywjmv | Residential | 250 | 0.62 | nnDbPCsY8sCMrN+4 | kKBp6Sa1JwJNj11Y | true | 10324427 | Mühlenstraße | 911548745578766 | 9JrvbW80R4Vywjmv | 14205243033783600
| LineString (8.56947263770539003 53.18387444460950064, 8.56942639999999933 53.18376479999999873, 8.56939380000000028 53.18370749999999703, 8.56928989999999935 53.18370050000000049, 8.5692061000000006 53.18370850000000161, 8.56915590000000016 53.18367839999999802, 8.56913909999999923 53.18362119999999749, 8.56913610363180922 53.18361561715960306) | 8sgXEXQ6BSzGjbsh | Service | 32 | 0.75 | ug6Tmo4CF1t4NDli | KygCXp5yIMcDbPmJ | true | 43830246 |  | 796401557922363 | 8sgXEXQ6BSzGjbsh | 8343616479046430
| LineString (8.57892442588707915 53.18203871606309718, 8.57879509993611933 53.18208717501219951) | bFAxXkdViSzQhoFR | Connector | 32 | 1 | #NAME? | ep3LQybj+xpRBSJO | true | 101861105 |  | 603010063171387 | bFAxXkdViSzQhoFR | 8343616479046430
| LineString (8.57630072821621958 53.18146415637870206, 8.57629943500037939 53.18152113001600156) | y4xfducEmm+NUt6K | Connector | 25 | 1 | uL4F30hGIadGMrhl | KR990QRCIoSO8u8U | true | 63386936 |  | 318534736633301 | y4xfducEmm+NUt6K | 4394613154595750
| LineString (8.57656115761728088 53.18603216206769702, 8.57642513001361984 53.18598803000229935) | mdIVOGTIpF6NiR7w | Connector | 25 | 1 | 2xRn6Cr0Kby/OROD | 0VhPSAPVp+toTcJR | true | 10330809 |  | 249503631591797 | mdIVOGTIpF6NiR7w | 4394613154595750
| LineString (8.57486063526173048 53.18512464115020322, 8.57483441594991014 53.18518109751740042) | pfQZjWrzLG1PPZcH | Residential | 50 | 0.65 | EKFtFKUPD396HaKu | 9SkowvwkrebdQhQV | true | 65203705 | Dilichplatz | 191026910209679 | pfQZjWrzLG1PPZcH | 2611239415570130
| LineString (8.57430202552115972 53.18369943430089819, 8.57426733501836935 53.18362325501850307) | qnxlCpVYGY1mkR3t | Connector | 25 | 1 | xTzRkLfTdmOResOz | zPSTD4RPnYF+zwM1 | true | 8786017 |  | 392656326293945 | qnxlCpVYGY1mkR3t | 4394613154595750
| LineString (8.57220539999999964 53.18485760000000084, 8.57214690617021979 53.18487782556969989) | 59m1FNTT4DbeaV1t | Residential | 65 | 0.65 | Z98fZIuqwaQPCAhm | W/CL9YTjH28nLlvW | true | 4510129 | Küferstraße | 332360375213611 | 59m1FNTT4DbeaV1t | 506295486315796
| LineString (8.58844266274721058 53.1808981894000965, 8.58856980000000014 53.18087059999999866) | tM4Zrx7D/uZW55Uh | Footway | 32 | 1 | 0bdTxgVb26ZfQRqN | M/lcikztNhbobaZ8 | true | 90339575 |  | 742401123046875 | tM4Zrx7D/uZW55Uh | 8343616479046430
| LineString (8.57290629999999965 53.18502749999999679, 8.57306729999999995 53.18500480000000152, 8.57304739999998944 53.18496329999999972, 8.57302589125045067 53.18493490738809726) | 7bt656fHS7YORF7S | Service | 40 | 1 | dtJxXkK/GsveD7TZ | 63TgFpKTHU2QXdDo | true | 19325674 |  | 839033432006836 | 7bt656fHS7YORF7S | 14798583586907100
| LineString (8.5688906384613901 53.18506495032590209, 8.56889294500141929 53.18512189501689846) | PU5EONy5XS9bv3lu | Connector | 25 | 1 | g9Acl8xJMf3XCwjM | zrEQWJV5Oqyn0yvG | true | 6336765 |  | 328137741088867 | PU5EONy5XS9bv3lu | 4394613154595750
| LineString (8.57315769999999944 53.18617569999999972, 8.5730132999999995 53.18613330000000161) | PuOKor3DkhzHI5OL | Service | 32 | 1 | mWkrpoH11lENKjzH | nQXk05AOdsLPTjsY | true | 10740289 |  | 444229202270508 | PuOKor3DkhzHI5OL | 8343616479046430
| LineString (8.57950089999999932 53.18269300000000044, 8.5795587585752493 53.18275977238889851) | Zv514CCex96bDLYS | Secondary | 65 | 0.67 | ttKy1otNFpzwB3BD | pK1b6jBS2TB6cABy | true | 8374243 | Landrat-Christians-Straße | 307116014099098 | Zv514CCex96bDLYS | 506295486315796
| LineString (8.56533880793669944 53.18592620074110044, 8.56535287501528941 53.18602901005009898) | tFCvfjaFV1WmEqxm | Connector | 25 | 1 | 5t6uKRBHTHZE/tvu | jQoywPUDKskczISr | true | 11475729 |  | 341454429626465 | tFCvfjaFV1WmEqxm | 4394613154595750
| LineString (8.57696519689410941 53.18454512857429961, 8.57699384499762019 53.18449577000200179) | YhUizgWK7Bs5UwkJ | Connector | 25 | 1 | Rz3O40/GPq+Q6hqs | YlZ7ZrD+s0g9sIIT | true | 5815114 |  | 307921867370605 | YhUizgWK7Bs5UwkJ | 4394613154595750
| LineString (8.57344900808515042 53.18311309532560216, 8.57345225000280031 53.18315886001310133) | 6MyyCDdo/47qp3d+ | Connector | 25 | 1 | pUvKRTlJpnrF7sk9 | ologOhsQufxjVVNm | true | 509576 |  | 291955490112305 | 6MyyCDdo/47qp3d+ | 4394613154595750
| LineString (8.57520009961224972 53.18198814299829991, 8.57507070998988041 53.18199905000059857) | ugOW92ql3h4qRpZq | Connector | 25 | 1 | 8BBvEwg046KIRQWf | U64SV8ngZ329m7c3 | true | 873163 |  | 364477615356445 | ugOW92ql3h4qRpZq | 4394613154595750
| LineString (8.57938620000000007 53.18451830000000058, 8.57938620000000007 53.18451830000000058, 8.5791472916676792 53.18452948455450269) | 9xhJ2moCbtlcAKmI | Service | 50 | 0.75 | Tb8e5+a4UuV29D+y | vMgZ10hrk6wXGPfB | true | 16013353 |  | 164112070083618 | 9xhJ2moCbtlcAKmI | 2611239415570130
| LineString (8.56989104005475966 53.18258800452370139, 8.56999464499383024 53.18255129500109746) | QhmEz+Ohj4ktezV6 | Connector | 40 | 1 | zooi2QKDpbf+AYHL | 9dW/VxZY/jduqF3C | true | 8038323 |  | 138133529663086 | QhmEz+Ohj4ktezV6 | 14798583586907100
| LineString (8.5794816544912802 53.1846379642652991, 8.57944939999999967 53.18455010000000271, 8.57938620000000007 53.18451830000000058) | #NAME? | Service | 40 | 0.81 | TzJbxGGUCHRFB/cd | Tb8e5+a4UuV29D+y | true | 15518588 |  | 110612090148905 | #NAME? | 14798583586907100
| LineString (8.57467019999999991 53.18384729999999649, 8.57473228000377929 53.18394169000470129) | Tqb7nh9pq6P/JwQS | Connector | 40 | 1 | VapPxytT5L4N6n6n | MRSqx07nIYEIml/F | true | 11290335 |  | 113085441589355 | Tqb7nh9pq6P/JwQS | 14798583586907100
| LineString (8.56995666222105079 53.18420379477979765, 8.56982060331812967 53.18420226564249731) | TkEXudPPq82aSiE/ | Residential | 200 | 0.62 | Ml9gMiC5ACKt8WZF | wbE8cGH4A23VJ8vC | true | 9093738 | Fresenbergstraße | 412718841522217 | TkEXudPPq82aSiE/ | 8223548985685890
| LineString (8.5777439227068708 53.18355875605470118, 8.57774031999790942 53.18362587500499927) | 1r9ItMZS0I6mbnIq | Connector | 25 | 1 | k6KFBHwPkvVY5APS | E9gYRdZiRH0l7sRY | true | 7470615 |  | 317125186920166 | 1r9ItMZS0I6mbnIq | 4394613154595750
| LineString (8.56906490630490048 53.18345583637150042, 8.56898560496784079 53.18346230500279859) | SbpIgRMl7lhdORdC | Connector | 25 | 1 | w/Dl3yhMFqX5rzaN | 9Vo/67IJh7OsJLG5 | true | 53480453 |  | 322398986816406 | SbpIgRMl7lhdORdC | 4394613154595750
| LineString (8.57909970000000044 53.18338380000000143, 8.57894600000000018 53.18334839999999986, 8.57886019999999938 53.18334200000000322, 8.57874310000000051 53.18336029999999681, 8.57866930415418949 53.18338166038510195) | awOfXiIYAAxw1tAE | Tertiary | 0 | 0 | b7qWkULkkUECOx+7 | 7iwZ7lu9sNQBeig8 | false | 30338037 | Fresenbergstraße | 0 | awOfXiIYAAxw1tAE | 0
| LineString (8.56518108031434977 53.18593398728369692, 8.56517437500592038 53.18588498002090148) | 41XiLk0pUDOextQv | Connector | 25 | 1 | 2LrBSL5hFC6IcJSz | XId37gynt4b8OjD9 | true | 5470263 |  | 311282196044922 | 41XiLk0pUDOextQv | 4394613154595750
| LineString (8.57239645767407943 53.18148639487740326, 8.57253459999999912 53.1815884999999966, 8.57249416280792964 53.18181282822180123) | bSfwJj/y4IkhVlJs | Pedestrian | 32 | 1 | suiIQSM3b1hzmBkh | ndpPMM96zNml7KGP | true | 39738903 |  | 514932327270508 | bSfwJj/y4IkhVlJs | 8343616479046430
| LineString (8.57220976262311929 53.18310870939370005, 8.5722071700148792 53.18309747502630103) | dLMG4X4+EewI274N | Connector | 25 | 1 | 2LiOEZdnONPpiRgi | fAhnlwVGnX45obFe | true | 12617339 |  | 376657409667969 | dLMG4X4+EewI274N | 4394613154595750
| LineString (8.5736484872033305 53.18310767702160291, 8.57365092000324935 53.1831385100184022) | LsvGWywOTfUzItNM | Connector | 25 | 1 | B7q4iMmuqr4NeNvw | u5Jwd/MYxWE80mMZ | true | 34339077 |  | 293869590759277 | LsvGWywOTfUzItNM | 4394613154595750
| LineString (8.5722246999999907 53.18511879999999792, 8.57204970000000088 53.18509540000000158) | vTDxvBmgewyJYnzn | Service | 40 | 1 | J+qua4XqO4XQsx4n | 9LngfZCWsqCtTEHp | true | 11980376 |  | 886128005981445 | vTDxvBmgewyJYnzn | 14798583586907100
| LineString (8.5760337266916693 53.18567889514979896, 8.57608278998629991 53.18562073000909862) | vJnya8Qj59+ZtnFP | Connector | 25 | 1 | 6mrWhsg4aXk3vEKo | fUEF7PBPGQmNwGhw | true | 72538476 |  | 273596630096436 | vJnya8Qj59+ZtnFP | 4394613154595750
| LineString (8.57259640000000012 53.18523480000000347, 8.57258249999999933 53.18513269999999693) | MCoO8mVqsbYS38fU | Tertiary | 150 | 0.62 | 73v9tRRQwetyEEqS | UMv6oi4zAx6alUN7 | true | 11396169 | Mühlenstraße | 296821420875547 | MCoO8mVqsbYS38fU | 40530788484379904
| LineString (8.57507558497126965 53.18752480220479839, 8.57515270000000029 53.18746749999999679, 8.57549900000000065 53.18718350000000328) | ac1kb8STYkvUF6n/ | Residential | 25 | 1 | hZcmA0iYqq3C+Ywa | 9/i/CeUwcWHeOfZx | true | 47358425 | Wigmodistraße | 302748966217041 | ac1kb8STYkvUF6n/ | 4394613154595750
| LineString (8.57119592776236061 53.18520693302060209, 8.57115942504142048 53.18516921502209982) | hJ/aEWQgFUzxHMxL | Connector | 25 | 1 | LiQflG//jmHWsQ5b | 4BuLFnmdGAPpe/vC | true | 4853476 |  | 329360656738281 | hJ/aEWQgFUzxHMxL | 4394613154595750
| LineString (8.57510381079679007 53.18546961492670277, 8.57515798504906002 53.18548024052589795) | Y8EOCmWpGjpd+i5q | Residential | 125 | 0.63 | ocgQl/pfdnepXIoQ | dt4n0LUSYEgT6jMa | true | 3808191 | Johann-Hoppe-Straße | 178223602031707 | Y8EOCmWpGjpd+i5q | 25836603610611200
| LineString (8.56456981842226917 53.1837956538244967, 8.56463443999910012 53.18379478500030189) | ThFT3mnQB8Z3BvLM | Connector | 25 | 1 | 3vLT16FoF9IXxc0E | joUqsBZSLTCYoXgZ | true | 43194656 |  | 337159767150879 | ThFT3mnQB8Z3BvLM | 4394613154595750
| LineString (8.56546551440204951 53.18391360034109994, 8.56544095999442057 53.18408511002390071) | XaUkoCMabG7pBVf7 | Connector | 25 | 1 | pbKCciP3LtojMWnw | JAf3xflVDAVAbkFc | true | 19150255 |  | 338619117736816 | XaUkoCMabG7pBVf7 | 4394613154595750
| LineString (8.57380187227483503 53.18144812428509738, 8.57399315661816175 53.18144659776793048) | lFS/xQm7aosCoRZC | Secondary | 250 | 0.62 | 7ZmjbwWpq5MB25nf | 70zmxNJhu06Bn6fa | true | 12789524591990700 | Landrat-Christians-Straße | 126585743118668 | lFS/xQm7aosCoRZC | 14205243033783600
| LineString (8.56594587804993957 53.18275288040810267, 8.56588996002079917 53.18268749501270065) | MKY2dHQTm8BZv0ZC | Connector | 25 | 1 | ZFI1rVdgyKG+34w3 | mocAcpO7LoNnMm6y | true | 8177623 |  | 298888454437256 | MKY2dHQTm8BZv0ZC | 4394613154595750
| LineString (8.5743916716683195 53.18236038473939686, 8.57443331999503044 53.18231722501799652) | WyCGTgnb+ddn0zaM | Connector | 25 | 1 | w5jJsAembKRJ1O0A | TOlGd8qkji024q8i | true | 55497437 |  | 312191562652588 | WyCGTgnb+ddn0zaM | 4394613154595750
| LineString (8.57605714392317964 53.18260076024139948, 8.57606688499670078 53.18255596500669924) | zgkmkY3Ll/Ki0cNh | Connector | 20 | 1 | TDOyzmO0eEQtgH0r | to+4L8YMKhqkUdkD | true | 5025642 |  | 24125696182251 | zgkmkY3Ll/Ki0cNh | 2442449145137490
| LineString (8.57130165773230956 53.18404154728290223, 8.57126715579905962 53.18400589713829874) | 33UNddhymDt249Sy | Residential | 40 | 0.72 | fT3vmPexnMUTqr6w | NABVKUlXJ1dYv4E6 | true | 45874343 | George-Albrecht-Straße | 124746071319561 | 33UNddhymDt249Sy | 14798583586907100
| LineString (8.56764510000000001 53.18171040000000005, 8.56777220000000028 53.18167009999999806, 8.56793030000000044 53.18161990000000117, 8.56815570000000015 53.18154839999999695) | 001ptDwdGHS0I7wA | Secondary | 40 | 1 | pYKij0kFRY4j8lQ4 | TZonfR1tpXArS+hL | true | 3858968 | Weserstrandstraße | 123816268920898 | 001ptDwdGHS0I7wA | 14798583586907100
| LineString (8.57253882351981034 53.1824885485132981, 8.57266303504082039 53.18251625500369784) | fY1iF6xGn9OnGhYu | Connector | 32 | 1 | xF6RVYBz4Ccw/XzD | dVy2GCg81d/S3yVT | true | 8854549 |  | 709977798461914 | fY1iF6xGn9OnGhYu | 8343616479046430
| LineString (8.57182088408026921 53.18395070722559836, 8.57187009999999994 53.18407020000000074) | eND8g8WqCW0z42hT | Service | 40 | 0.81 | oTMpLUlWbkCa9NxH | IlLmqFkq1Z3xU6HF | true | 13693943 |  | 114216142730729 | eND8g8WqCW0z42hT | 14798583586907100
| LineString (8.57880566342529072 53.1828312753014032, 8.57879709999999918 53.18283089999999902, 8.5786691187423294 53.18282621487600181) | DGQU4rtECs0kFv0n | Residential | 100 | 0.64 | DwqDSnCzmZly/Ezp | Epd8rRgsaAp38QUQ | true | 9142284 | Lüder-Clüver-Straße | 108117635986325 | DGQU4rtECs0kFv0n | 14856808858803300
| LineString (8.5707126790583601 53.1821204942916026, 8.5706002535926693 53.18212702170300332) | X4oq3VjR9IYeHC5V | Residential | 65 | 0.67 | GZMN7utmP/BmIviE | zrAsQkuT9Eq8cgMK | true | 7548213 | Kapitän-Dallmann-Straße | 286382135887146 | X4oq3VjR9IYeHC5V | 506295486315796
| LineString (8.5692283712136792 53.18570390346830123, 8.5692368100052807 53.18575335001609972) | 9NlbsHmPLc4F+S/T | Connector | 25 | 1 | nwUf23CJuGfNn7xx | C3CWrLgI20TnnG6d | true | 55295777 |  | 308632316589355 | 9NlbsHmPLc4F+S/T | 4394613154595750
| LineString (8.57217101410032001 53.1818096841396013, 8.57214229497141922 53.18182207000670303) | 8Ysug98WteFOEPYB | Connector | 40 | 1 | oqaO+gp8nU151hBI | v1oTG9BX7x+BpwL5 | true | 2362654 |  | 125210502624512 | 8Ysug98WteFOEPYB | 14798583586907100
| LineString (8.57863160817175974 53.17968459407949666, 8.57854088877106946 53.17946302166910044) | Ju/4a+lssiCZU3AL | Unclassified | 65 | 0.7 | cTJwytbsIizVNeHS | OavIKEtjwM9JrZgF | true | 25383804 | Nicolaus-H.-Schilling-Straße | 494449834823608 | Ju/4a+lssiCZU3AL | 506295486315796
| LineString (8.56830224342031066 53.18348877119080242, 8.56818521998848048 53.18350361000079829) | TkwykfgwGFX0NILO | Connector | 25 | 1 | lwV58veMk8FE0yoz | 4j1ZpK/bIE9fm3Q9 | true | 79925594 |  | 297417583465576 | TkwykfgwGFX0NILO | 4394613154595750
| LineString (8.5656403000000001 53.18727119999999786, 8.56625629999999916 53.18767199999999917) | YS9VTIprbPoD1JhC | Residential | 0 | 0 | jjqd5LW4y1TPl6X7 | x4PYlp0cN7cQGnHb | false | 60681873 | Besanstraße | 0 | YS9VTIprbPoD1JhC | 0
| LineString (8.57223177346276088 53.18402735316789887, 8.57193469999999991 53.18406370000000294, 8.57187009999999994 53.18407020000000074) | oyT9MEh+2NGJZNRi | Residential | 200 | 0.62 | AqgzTBWhSDPrzgu8 | IlLmqFkq1Z3xU6HF | true | 24636683 | Fresenbergstraße | 462216252883911 | oyT9MEh+2NGJZNRi | 8223548985685890
| LineString (8.5655256237007098 53.18489288100339962, 8.56563117927959006 53.1848946529201001) | 8yhuvOWwsxH+oaVb | Residential | 100 | 0.63 | ePcJRVaCc81g2exU | cjqdaHefhbw+T/j4 | true | 70564017 | Richard-Jung-Straße | 145145249845507 | 8yhuvOWwsxH+oaVb | 14856808858803300
| LineString (8.56652843061698022 53.1844728843679988, 8.5665316081114895 53.18450399263259953) | Y0L7uvMbfkaAgZlZ | Service | 125 | 0.62 | n2YneJYsBR8qkJi7 | cq9GART0DmSJDyPa | true | 34671896 | Hootjeweg | 173509138771057 | Y0L7uvMbfkaAgZlZ | 25836603610611200
| LineString (8.56529044969311038 53.18489115220530294, 8.5652894899994898 53.18496006502110163) | D1p5a4HkzShUCpIL | Connector | 25 | 1 | leflFFuBaDE288mf | xL6NNuuWCE3r5WlG | true | 76665697 |  | 287433986663818 | D1p5a4HkzShUCpIL | 4394613154595750
| LineString (8.57009458224830034 53.184205344675199, 8.56995666222105079 53.18420379477979765) | rQzIGPziXWWk64Gw | Residential | 200 | 0.62 | 205B8FJDBfH7f/BW | Ml9gMiC5ACKt8WZF | true | 9218129 | Fresenbergstraße | 414644661769867 | rQzIGPziXWWk64Gw | 8223548985685890
| LineString (8.57257961099968924 53.1831353159672986, 8.5732545515801295 53.18311806593000313) | i0z+5bD+1Z/DXUf9 | Residential | 25 | 1 | EB1uq6by/Vv6+gpb | wENpmiDfTbj4kGFy | true | 45144886 | Eichsfelder Straße | 37543529510498 | i0z+5bD+1Z/DXUf9 | 4394613154595750
| LineString (8.57857259999999933 53.18489660000000185, 8.57863410000000037 53.18463489999999894) | Mt2GbA3NSe46Tcn3 | Secondary | 65 | 0.65 | 73yFdSu2aEcniUzt | 44zeJ4OKYWJ9HrhO | true | 29401796 | Lüssumer Straße | 490821925640106 | Mt2GbA3NSe46Tcn3 | 506295486315796
| LineString (8.56323513949575954 53.18395874761390019, 8.56341185497736923 53.18388209500500352) | Wh8ixX5IvIr69GOe | Connector | 25 | 1 | VdW5VH0H4D3vcNp6 | YyWvD2FZmXoLWX39 | true | 14566066 |  | 29705659866333 | Wh8ixX5IvIr69GOe | 4394613154595750
| LineString (8.57276007200679935 53.181806551911599, 8.57278275500281062 53.18180699500020125) | CxuZqGU34/QFh16W | Connector | 32 | 1 | iQiPdZl8gM6EuGxd | mPzLUQ9nw82wZ6Jw | true | 15166785 |  | 548285255432129 | CxuZqGU34/QFh16W | 8343616479046430
| LineString (8.56434469999999948 53.18272569999999888, 8.5648844000000004 53.18257470000000353, 8.56583889999999926 53.1822923000000003, 8.56682690000000058 53.18196789999999652) | qRvOBGTVnS0hC+E7 | Secondary | 0 | 0 | xbsi1fO89MOLWRzb | Nn6Kb+KZvNC/28uR | false | 18613602 | Weserstrandstraße | 0 | qRvOBGTVnS0hC+E7 | 0
| LineString (8.57449880000000064 53.18366710000000097, 8.57453779999999988 53.18374529999999822, 8.5745483999999994 53.18376680000000079, 8.57463890000000006 53.18377629999999812) | vjzDFbLydF+H8pK4 | Path | 0 | 0 | MG/QAiI9ysaONDsR | tPUWufP2k4hvcvv0 | false | 17715322 |  | 0 | vjzDFbLydF+H8pK4 | 0
| LineString (8.56965287086718064 53.18521194684159781, 8.56967189999999945 53.1852310000000017, 8.56980521846126919 53.18536863282479743) | XfSdxgztVjvBu+TF | Residential | 32 | 0.81 | y9a6zFsfbR1U3EuU | 40FhbCx66x8VNY+p | true | 20186108 | Richard-Jung-Straße | 651441644096631 | XfSdxgztVjvBu+TF | 8343616479046430
| LineString (8.5679464000000003 53.18633489999999853, 8.56802404999499956 53.18626346500079904) | fY5THqQPJb72vN4F | Connector | 25 | 1 | Vu+7FTnIzYkYoKpz | 6sgtvDZxrUP0+EAN | true | 9490825 |  | 296159038543701 | fY5THqQPJb72vN4F | 4394613154595750
| LineString (8.57120959999999954 53.18301009999999707, 8.57133491998228969 53.18277760500239992) | 9WX+vyBIoj0+3BlK | Connector | 25 | 1 | bOd6qtGGaJ+n0R+x | LxC5ZTrLhRV3++AC | true | 27186289 |  | 296155872344971 | 9WX+vyBIoj0+3BlK | 4394613154595750
| LineString (8.57041019999999953 53.18312039999999996, 8.57078414048836912 53.18299204319829698) | 5gSk/8nD2//8dWVY | Service | 65 | 0.75 | hBX4uH27mfjfNBdF | 2upr1nz4STAwcbLq | true | 28781239 |  | 27518835067749 | 5gSk/8nD2//8dWVY | 506295486315796
| LineString (8.57192399999999921 53.18495490000000103, 8.57167535251833002 53.18504081505759729) | Ok91tGyqj9vBznIx | Residential | 50 | 0.65 | 4ZCzCA0NHyxHkMD9 | l5wck2J2nbx8KmbF | true | 19168406 | Küferstraße | 250505779552448 | Ok91tGyqj9vBznIx | 2611239415570130
| LineString (8.57630033388982049 53.18346824308829923, 8.57629131798053024 53.18346784566109875) | 7Bho0QQ3IAbQFZG+ | Tertiary | 80 | 0.65 | sDLvvOkWCpSZPty1 | 6bU6Pni4W0b6Lgbh | true | 0.60411894 | Fresenbergstraße | 562941742038704 | 7Bho0QQ3IAbQFZG+ | 8519200479572930
| LineString (8.57549937125794948 53.1862845371025017, 8.57598834402589993 53.18640325384620127) | g0YdPsGREvAcrGvG | Residential | 50 | 0.68 | Ocqd/Gy46Y5Slugy | a3+I1jN1E6nPv5fo | true | 3524217 | Heimstättenweg | 238131638717663 | g0YdPsGREvAcrGvG | 2611239415570130
| LineString (8.58020179999999932 53.18024510000000049, 8.58028050000000064 53.1803157000000013, 8.58035830000000033 53.18036699999999684, 8.5805258000000002 53.18045180000000016, 8.58074769999999987 53.18055900000000236) | DOKukD71zfsz+DME | Unclassified | 0 | 0 | P/nuu1JZXvQdaqRr | K3LzQBaaDaJUqkEG | false | 508419 | Marschgehren | 0 | DOKukD71zfsz+DME | 0
| LineString (8.57203179999999954 53.17814320000000095, 8.57242620000000066 53.1785829000000021, 8.57285970000000042 53.17865979999999837) | HVddJJxA2gT9kngk | Construction | 100 | 1 | wsa3obLKgf2dGnJ5 | aNAo1/OoJyqIAFx/ | true | 8577425 |  | 144393188476562 | HVddJJxA2gT9kngk | 14856808858803300
| LineString (8.57608519599549979 53.18569455976800242, 8.57612469084777018 53.18570657995410045) | nhBimH7dOzvOx8D3 | Residential | 125 | 0.63 | g6y9lk7f8j2F17kJ | GSw29GsGQjQmXe1w | true | 2958588 | Johann-Hoppe-Straße | 164435087699891 | nhBimH7dOzvOx8D3 | 25836603610611200
| LineString (8.57556387873323978 53.17870180327079765, 8.57554773000254045 53.17877671000560014) | lz9+8mnlFXqBV8I/ | Connector | 65 | 1 | /EoDfL0SHZ0HOTk1 | /Klw1tmnuNJycQZC | true | 8402693 |  | 2782880859375 | lz9+8mnlFXqBV8I/ | 506295486315796
| LineString (8.57281715056632088 53.18163247153489692, 8.57284849001012006 53.18164282500149653) | cDcHyhx/k8wXfq1x | Connector | 32 | 1 | 3G3aIiCF75aEMYj2 | oIrq8waWvyguX1sU | true | 23902004 |  | 625991859436035 | cDcHyhx/k8wXfq1x | 8343616479046430
| LineString (8.57667066909291975 53.18501803856800336, 8.57663232545533027 53.18501172937539678) | qX1wjMwNtu+0StwW | Residential | 40 | 0.7 | 5B89uwKT47xjU2Qe | rvJa1/eybHlxb36q | true | 26566598 | Allmersstraße | 101333798599255 | qX1wjMwNtu+0StwW | 14798583586907100
| LineString (8.57255113563982007 53.18246863011349745, 8.57259981704183005 53.18238987373140247) | ZcFugPPUy1pUlChb | Residential | 250 | 0.62 | q/mm3qo2LYK7fyhA | 9EFakwuNUMdHLYp5 | true | 9345862 | Mühlenstraße | 982860048805237 | ZcFugPPUy1pUlChb | 14205243033783600
| LineString (8.57938620000000007 53.18451830000000058, 8.57938384500323004 53.18444838501449823) | bk9Hf5CT9iXcO9fH | Connector | 32 | 1 | Tb8e5+a4UuV29D+y | aM1pa5vzWpeMOPxU | true | 77793756 |  | 822579574584961 | bk9Hf5CT9iXcO9fH | 8343616479046430
| LineString (8.5682084250708197 53.18414242550330329, 8.56819538000030079 53.18428283501300058) | yTKpHqQMTo11lUXH | Connector | 25 | 1 | AUiZkElUgzmQ02jn | rap1FZkiH1EMXXY1 | true | 15644353 |  | 325458221435547 | yTKpHqQMTo11lUXH | 4394613154595750
| LineString (8.57012830738415055 53.18420572364180288, 8.57012991499962951 53.18415410002830157) | 0hgC8sZsLqRROxzq | Connector | 25 | 1 | AshRGsY1FXsagqnj | NchFCD2rToQQDL+j | true | 5743943 |  | 307811870574951 | 0hgC8sZsLqRROxzq | 4394613154595750
| LineString (8.56654086400842019 53.18480945348309774, 8.56654081483505969 53.18481369684280224) | H0+3sy1EGZplvgVL | Service | 125 | 0.62 | wquTPkNHbdM7BpFZ | 3E5fM+8xFQqgqc7T | true | 0.47206983 | Hootjeweg | 169942235210419 | H0+3sy1EGZplvgVL | 25836603610611200
| LineString (8.57885653723617914 53.18029837511719649, 8.57875259999999962 53.18004599999999726, 8.57875259999999962 53.17998010000000164, 8.57870433639448038 53.17986222327319723) | W7okfYWH8eHI8Jbp | Unclassified | 50 | 0.75 | 12pj1HKWRUti8JkA | VLC+K6kMAVMafuM5 | true | 4975765 | Nicolaus-H.-Schilling-Straße | 241136790275574 | W7okfYWH8eHI8Jbp | 2611239415570130
| LineString (8.58964210000000072 53.18046050000000236, 8.58950899999999073 53.18046480000000287, 8.58932410000000068 53.18047289999999805, 8.58913249999999984 53.18049810000000122, 8.58898010000000056 53.18052970000000101, 8.58878100000000089 53.18058820000000253, 8.58865300000000076 53.18066610000000338, 8.58859209999999074 53.18073059999999685, 8.58856770000000047 53.18079999999999785, 8.58856980000000014 53.18087059999999866) | g2kWoJKmWg4XdoC5 | Service | 32 | 1 | IUZfX3HMZniA7kWV | M/lcikztNhbobaZ8 | true | 9616502 |  | 742401123046875 | g2kWoJKmWg4XdoC5 | 8343616479046430
| LineString (8.57478251836663929 53.18529284480540298, 8.57473410000000058 53.18539710000000298) | 7HKqHlaHKLACEtcP | Residential | 50 | 0.65 | DOZHCQ0phq+q8RIA | 72SSCDRVp6l6cde/ | true | 12040852 | Dilichplatz | 23910187292099 | 7HKqHlaHKLACEtcP | 2611239415570130
| LineString (8.57208530180526118 53.18137082119270787, 8.57259990000000016 53.18142540000000196, 8.57277340000000088 53.18143899999999746) | E182VnTL3iIXZPtY | Secondary | 100 | 0.63 | hbJ7aLoGqZRiLjGX | kIVPjIHQ35dtkRnv | true | 4663355110607730 | Weserstrandstraße | 144977375335693 | E182VnTL3iIXZPtY | 14856808858803300
| LineString (8.57806448178661007 53.17766335301300273, 8.57777941119326925 53.17770594711630139) | l9+1qugczf60BzIC | Service | 125 | 0.72 | uVjdEuCGgrTcz+md | nC7H0D6037vynS0X | true | 19633131 |  | 198241398193361 | l9+1qugczf60BzIC | 25836603610611200
| LineString (8.57957460000000083 53.17878439999999785, 8.57994339999999944 53.17967440000000323, 8.58008976742226004 53.18001655361779711) | 3zqlPV0lAEILLhZB | Unclassified | 0 | 0 | sL3jy44blDL3+JHY | /ueDSlh6sqR8LUka | false | 14133116 | Marschgehren | 0 | 3zqlPV0lAEILLhZB | 0
| LineString (8.57629420023008038 53.18495604418279754, 8.57611254960304947 53.18492411331369851) | mHvwHxuOEeNaBJK2 | Residential | 50 | 0.66 | gY/UBDvaTRRaNPKH | XmlMK1141+XpRvnC | true | 1264768 | Allmersstraße | 190974711341842 | mHvwHxuOEeNaBJK2 | 2611239415570130
| LineString (8.57611254960304947 53.18492411331369851, 8.57608572499037081 53.18497917501009908) | Sf/4HiFioTH0hV4X | Connector | 25 | 1 | XmlMK1141+XpRvnC | 5GD49HGiMSDqiDiu | true | 63823047 |  | 28520975112915 | Sf/4HiFioTH0hV4X | 4394613154595750
| LineString (8.57500940702952974 53.18483236750360277, 8.5749472000140603 53.18482032500129719) | l84CkSRJUaMW0avZ | Connector | 25 | 1 | n60sDBz30JlB8BFu | lvNfgTsH7AEnf/bR | true | 43674707 |  | 247831420898438 | l84CkSRJUaMW0avZ | 4394613154595750
| LineString (8.57459222742422078 53.18242686352620296, 8.57449079999999952 53.18239830000000268, 8.57445919999999973 53.18238389999999782) | BO2hiSDei044Ii7X | Residential | 50 | 0.66 | WT+oHN5FVt+XfZOB | RjDQWuPWYQznSTCv | true | 10136652 | Lüder-Clüver-Straße | 216851792564392 | BO2hiSDei044Ii7X | 2611239415570130
| LineString (8.57468446937959072 53.18310685762030232, 8.57468170999760027 53.18314586501980301) | cPc9O/1rEykCTIoU | Connector | 25 | 1 | bQHDkhlotgHI114g | p4colDhp1cBXMlMD | true | 4343345 |  | 287979755401611 | cPc9O/1rEykCTIoU | 4394613154595750
| LineString (8.59073655218088028 53.17940322543589815, 8.59088260000000048 53.17961379999999849) | P+ZXZVKmXwxihsFJ | Path | 25 | 1 | OIDDVUUeolCLsDxx | vxgt/y+16F6igIM5 | true | 2537776 |  | 430803604125977 | P+ZXZVKmXwxihsFJ | 4394613154595750
| LineString (8.57748980103442982 53.18253994166560261, 8.57749650000000052 53.18257650000000325, 8.57749240000000057 53.1826324000000028, 8.57745410000000064 53.18273969999999906) | isTjt8mKrM5NYsdz | Residential | 125 | 0.62 | to7Iph0jr5kiL6gv | B53wocM8w5MlygLD | true | 2252429 | Leverkenbarg | 154074391895295 | isTjt8mKrM5NYsdz | 25836603610611200
| LineString (8.57655000269359924 53.1826394348708007, 8.57653532499434945 53.1827069350147994) | qiWU3OYLIVz++SSF | Connector | 25 | 1 | hwDTM7JPdfKtLo8A | xqWYj+7lBwW7oWNX | true | 7572932 |  | 290505409240723 | qiWU3OYLIVz++SSF | 4394613154595750
| LineString (8.5757417177127806 53.18428889023810058, 8.57570954997781065 53.18434431002010143) | ssIO7q06yZlL1sfL | Connector | 25 | 1 | NkWXnWFagtSlYL4x | D/Gsy48fKrFxuWbK | true | 65292473 |  | 294749183654785 | ssIO7q06yZlL1sfL | 4394613154595750
| LineString (8.57406865666584928 53.18227014790200258, 8.57403148573090057 53.18226307902269667) | XYr5GFFySwzUYe0U | Residential | 40 | 0.7 | Uqt74WwQF3xsyhz7 | J/4bestndlqKllVw | true | 26055648 | Lüder-Clüver-Straße | 118644201469421 | XYr5GFFySwzUYe0U | 14798583586907100
| LineString (8.5649502543994096 53.18666322808630298, 8.56504294998073057 53.18663696500269822) | lZt8bPnaTkdqnb1/ | Connector | 25 | 1 | 8tERT/Y8GFkvKl29 | y1BSOP2dH+6+AOvJ | true | 68485246 |  | 293921527862549 | lZt8bPnaTkdqnb1/ | 4394613154595750
| LineString (8.57657230795465075 53.18500185386319856, 8.57654471998954016 53.18506235000990046) | vvuTlOd661oZMEQS | Connector | 25 | 1 | ISSak8xbiXk0Z2IC | pI6bHWCd9zxmYkxy | true | 69779053 |  | 28233434677124 | vvuTlOd661oZMEQS | 4394613154595750
| LineString (8.57330730210165015 53.18464467183910216, 8.57335738000618974 53.18470903500359981) | 7jwJ5Mv/Zy1WnxGV | Connector | 20 | 1 | FC1MB0V2SHJztuTG | dojOcW+RpmFiFsbN | true | 7903577 |  | 241603698730469 | 7jwJ5Mv/Zy1WnxGV | 2442449145137490
| LineString (8.57710360145592965 53.1826952823933965, 8.57704304590932054 53.18268760826079955) | wYnvPQZxs56gjkGg | Residential | 65 | 0.62 | OlIUAjZCwV5BK0Oz | PR2b5WJjA4PKjIyA | true | 41358414 | Lüder-Clüver-Straße | 276193037414574 | wYnvPQZxs56gjkGg | 506295486315796
| LineString (8.57599562839182994 53.18259593296949816, 8.57598416999197077 53.18264862502039847) | 1DdqSvGG7pDcLZQT | Connector | 25 | 1 | hRNhtYKSKiQtk7PX | TJt62P2cm+ZhBsF6 | true | 5911598 |  | 286146850585938 | 1DdqSvGG7pDcLZQT | 4394613154595750
| LineString (8.57449880000000064 53.18366710000000097, 8.57430202552115972 53.18369943430089819) | bCMxd5EkvSz7hzay | Tertiary | 40 | 0.68 | MG/QAiI9ysaONDsR | xTzRkLfTdmOResOz | true | 1363274 | Fresenbergstraße | 126042259597802 | bCMxd5EkvSz7hzay | 14798583586907100
| LineString (8.5732545515801295 53.18311806593000313, 8.57325669000328006 53.1831482550224024) | bl8IzWumLtDqBP7D | Connector | 25 | 1 | wENpmiDfTbj4kGFy | y6Xm05QzGrRWVoam | true | 3361464 |  | 288838481903076 | bl8IzWumLtDqBP7D | 4394613154595750
| LineString (8.56922589999999929 53.18418419999999713, 8.56911933396430925 53.1841794440924005) | LUvE0GYyWnZKoyBX | Residential | 150 | 0.62 | gvhJlkViqMWHLqQS | dKXTj+gzTx5trBRw | true | 71409144 | Fresenbergstraße | 374957867393494 | LUvE0GYyWnZKoyBX | 40530788484379904
| LineString (8.56788776091709003 53.1863504761114001, 8.5679464000000003 53.18633489999999853) | U0FIBVjvyBtTfeDk | Service | 25 | 1 | Pv3uoyDp+sskrfQo | Vu+7FTnIzYkYoKpz | true | 4284407 | Kutterweg | 296159038543701 | U0FIBVjvyBtTfeDk | 4394613154595750
| LineString (8.56908604935257046 53.18165482044420145, 8.56909539031332912 53.18166690562230059) | C5KJDsPmT18SAzv+ | Residential | 25 | 1 | mzMs4w7bB1ACV/yl | iDAq1cemXlQ9T5r+ | true | 1482289 | Emmalene-Bulling-Straße | 426993560791016 | C5KJDsPmT18SAzv+ | 4394613154595750
| LineString (8.57754377661632006 53.18354839751729912, 8.57745106504619059 53.18354247496859699) | o1lXouWiY0r7OLto | Tertiary | 50 | 0.67 | zR6wdtDnGWOJFeP1 | #NAME? | true | 6230485 | Fresenbergstraße | 220950232467672 | o1lXouWiY0r7OLto | 2611239415570130
| LineString (8.56942531610206082 53.18114940750370323, 8.56947940000000052 53.18114109999999783, 8.56972750000000083 53.1811380999999983) | t3+NJzS9dOeWQUXc | Secondary | 100 | 0.63 | K1JxoyKTpy2usRq7 | /ETyD8kJNVgd5hEM | true | 20314543 | Weserstrandstraße | 923535996322632 | t3+NJzS9dOeWQUXc | 14856808858803300
| LineString (8.57563507479138032 53.1854121237981019, 8.57566021272037915 53.18535672618300225) | JiBFOOSShw/pmt32 | Residential | 25 | 0.81 | DR99EH7ascO1k3c2 | KHTbO+1T01r3/fAD | true | 6387613 | Dilichplatz | 399873214531108 | JiBFOOSShw/pmt32 | 4394613154595750
| LineString (8.57555627167021051 53.18256145463450224, 8.57547019999999982 53.18255469999999718) | H8TWvO5OpE9YCudF | Residential | 20 | 1 | fGHehgns8uDUnYNa | WzWm6VDWlvh+H0B2 | true | 580084 | Lüder-Clüver-Straße | 100000000001501 | H8TWvO5OpE9YCudF | 2442449145137490
| LineString (8.57244060978884015 53.18350106220359663, 8.57253622999222031 53.18349411500049939) | S3CsFPiFpVm4hW05 | Connector | 25 | 1 | 7Ir6ITChfiN0o+1y | yQSIXGH7vSu3n9KR | true | 64364996 |  | 291880569458008 | S3CsFPiFpVm4hW05 | 4394613154595750
| LineString (8.57504522709838923 53.182500756849997, 8.57494987886362026 53.18248857781220096) | 6iGR9Bf5ALEVUDzo | Residential | 65 | 0.64 | yyce2Np7wgdYI/Xd | TQ42wO3CejmePadp | true | 65143576 | Lüder-Clüver-Straße | 360649144287109 | 6iGR9Bf5ALEVUDzo | 506295486315796
| LineString (8.57223177346276088 53.18402735316789887, 8.5722167700106997 53.18398310501439852) | RP8OyJykBURtr6gT | Connector | 25 | 1 | AqgzTBWhSDPrzgu8 | PTZHgcUXFT4ea2wZ | true | 5023514 |  | 314685878753662 | RP8OyJykBURtr6gT | 4394613154595750
| LineString (8.5732438137191096 53.18466356297670217, 8.57329938500613054 53.18472733500350103) | v7ufNy4NMOs6YpvE | Connector | 20 | 1 | tnfZGZxl/+3CkliJ | MEGNi0gk1x5jdMW0 | true | 8007544 |  | 241271877288818 | v7ufNy4NMOs6YpvE | 2442449145137490
| LineString (8.56774270000000016 53.18020620000000065, 8.56771870000000035 53.18018119999999982) | oKwyUyi6f9waSUDu | Service | 100 | 1 | hPcg3aDsIeeQszRX | cUyk6A1s3wh2OKK9 | true | 32105289 |  | 144393188476562 | oKwyUyi6f9waSUDu | 14856808858803300
| LineString (8.57404984791897995 53.18527909022640188, 8.57411342658168074 53.18528910692339906) | yjyNd1dL2PnUlsdY | Residential | 125 | 0.62 | pWkTo7vKAcxNteMO | 2JbqxM5Pi/nIjkNC | true | 4392245 | Johann-Hoppe-Straße | 223801239692688 | yjyNd1dL2PnUlsdY | 25836603610611200
| LineString (8.5733589543059896 53.18136539513920269, 8.57335895555043948 53.18136541462460087) | Dne0aSbn80P2uHOz | Platform | 0 | 0 | d4oj3AmTtQbZBpUE | P2MSBHD8MvpYWAEc | false | 0.002169271 | Blumenthal/Markt | 0 | Dne0aSbn80P2uHOz | 0
| LineString (8.56720741190673962 53.1840737343147012, 8.56703049999999955 53.18405709999999686, 8.56702518046570916 53.18405655660470188) | GFkvPDXOCVQR+gto | Residential | 150 | 0.62 | VW1e1c+KBGrMwycy | OTOWP8NF8JrremOF | true | 12326726 | Fresenbergstraße | 317819317657471 | GFkvPDXOCVQR+gto | 40530788484379904
| LineString (8.58090679999999928 53.17711520000000291, 8.58070050000000073 53.17719730000000311) | V1ssSpSJlRhfk7HF | Service | 32 | 1 | H7imRaAIJvBCo3WE | AB/yppQLUQPzJDck | true | 16538853 |  | 689769592285156 | V1ssSpSJlRhfk7HF | 8343616479046430
| LineString (8.5720255059189796 53.18201125624840131, 8.57203985000496971 53.18206501500809935) | OnxJxjYpo4P3vsXs | Connector | 25 | 1 | #NAME? | vhv3+emnYPr2KInP | true | 6056801 |  | 430747299194336 | OnxJxjYpo4P3vsXs | 4394613154595750
| LineString (8.57605714392317964 53.18260076024139948, 8.57599562839182994 53.18259593296949816) | r+D/iEdZavbNjUUM | Residential | 50 | 1 | TDOyzmO0eEQtgH0r | hRNhtYKSKiQtk7PX | true | 41458597 | Lüder-Clüver-Straße | 14990494537355 | r+D/iEdZavbNjUUM | 2611239415570130
| LineString (8.5696033000000007 53.18218490000000287, 8.56949769999999944 53.18218739999999656) | eC3ZOtUpUJpMI5XW | Residential | 40 | 0.75 | 1GOdoM69oT5bpeXp | 5HDDCbMR7o3PFm+y | true | 70625377 | Kapitän-Dallmann-Straße | 118225213050842 | eC3ZOtUpUJpMI5XW | 14798583586907100
| LineString (8.57387333423594988 53.18223300284609678, 8.57384466998838057 53.18228739501039826) | UyUl1mjj7K/+T0S4 | Connector | 25 | 1 | v2xNgTJjzX9Lp12y | v5mAsP+TeaQnaCse | true | 63469005 |  | 285479831695557 | UyUl1mjj7K/+T0S4 | 4394613154595750
| LineString (8.57403148573090057 53.18226307902269667, 8.57404617498283983 53.18223520501729951) | op6UDLXjMMLsqwXM | Connector | 32 | 1 | J/4bestndlqKllVw | zTWffrGNAq3O71W3 | true | 3252553 |  | 498963241577148 | op6UDLXjMMLsqwXM | 8343616479046430
| LineString (8.57476405197837011 53.18610600535910038, 8.57483096732953953 53.18612225231149893) | h2cViZ3LyNxkc/LM | Residential | 25 | 1 | q44t0DX49x8OD019 | #NAME? | true | 48229012 | Heimstättenweg | 280855560302734 | h2cViZ3LyNxkc/LM | 4394613154595750
| LineString (8.57826689188519076 53.18281148929739999, 8.57816166755267062 53.18280763679489809) | L22IrBAE2L530nZU | Residential | 100 | 0.63 | U0DZodRZ7BwTYsbt | cI1/YVFJIdMyP1y7 | true | 70448976 | Lüder-Clüver-Straße | 114281091928482 | L22IrBAE2L530nZU | 14856808858803300
| LineString (8.57403009929945981 53.18309681109540321, 8.57415340000000015 53.18309330000000301) | 6nhinO5DZg3Cpa2/ | Residential | 65 | 0.62 | 0SrdhZqkAknyReXz | xYCtQo03z2Zx2A+3 | true | 82490425 | Eichsfelder Straße | 27388054058075 | 6nhinO5DZg3Cpa2/ | 506295486315796
| LineString (8.5712089174087307 53.18208373271210121, 8.57122303501162008 53.18214748002139913) | veoLneb2tVlbRQvD | Connector | 40 | 1 | Gs2eGmoskrIUN/lt | nc8EZn0j5vpTPqab | true | 71541348 |  | 849853820800781 | veoLneb2tVlbRQvD | 14798583586907100
| LineString (8.56709979400933008 53.18229524247630025, 8.56712630499750993 53.18228862000029977) | w5c3iftizVYj3od4 | Connector | 25 | 1 | GZBltX2mpuqiNUDo | hJ5jn+Mbdo41Wmy1 | true | 19187516 |  | 325227470397949 | w5c3iftizVYj3od4 | 4394613154595750
| LineString (8.56812809999999914 53.18299319999999852, 8.56817546411511977 53.18312798827579968) | w+4SOhh3dmXt76e9 | Residential | 40 | 0.72 | #NAME? | G2wlgzvN3PiQDJZg | true | 15325128 | Flethestraße | 852306427002186 | w+4SOhh3dmXt76e9 | 14798583586907100
| LineString (8.57182088408026921 53.18395070722559836, 8.57193366997118922 53.1839339450026003) | LcW6MfIpOdatIzBq | Connector | 25 | 1 | oTMpLUlWbkCa9NxH | OK3+1/P2S5m8B8at | true | 77642236 |  | 300339889526367 | LcW6MfIpOdatIzBq | 4394613154595750
| LineString (8.57981996983937911 53.17735005178170127, 8.57901640000000043 53.17747169999999812) | FtV+K7GL3CJEmHRv | Service | 125 | 0.75 | rEwE0txiAzwB7xd7 | kCEOUxpXFshrZsWb | true | 55385822 |  | 14874094619751 | FtV+K7GL3CJEmHRv | 25836603610611200
| LineString (8.57854088877106946 53.17946302166910044, 8.57842108494966027 53.17948072500419698) | DHCSHAIHL2pY8T8v | Connector | 50 | 1 | OavIKEtjwM9JrZgF | FYilV5/a50bSz0J6 | true | 8245431 |  | 152939727783203 | DHCSHAIHL2pY8T8v | 2611239415570130
| LineString (8.56682846372459039 53.18403646163559984, 8.56683997499088967 53.18399580002189708) | aHIoX3a4oIF/3+k2 | Connector | 25 | 1 | Urms6QGPq335pe2P | V4UKUKkEahf4vWPA | true | 4588398 |  | 362250556945801 | aHIoX3a4oIF/3+k2 | 4394613154595750
| LineString (8.56823495583149963 53.18329728792679845, 8.56809026499325022 53.18331563500049697) | 1lAnpp220y4c++qf | Connector | 25 | 1 | iYgQ4hFuIbPjdbXs | 1VrML1MmaHH0bikN | true | 9882251 |  | 286403942108154 | 1lAnpp220y4c++qf | 4394613154595750
| LineString (8.5748542086717805 53.18542065821910114, 8.57510381079679007 53.18546961492670277) | kTOXDueODJXozJ2p | Residential | 125 | 0.63 | s1JS5b/ZqYCpsc9g | ocgQl/pfdnepXIoQ | true | 17545862 | Johann-Hoppe-Straße | 17995452309036 | kTOXDueODJXozJ2p | 25836603610611200
| LineString (8.58133010000000063 53.18476419999999649, 8.58110214915098979 53.18463028262060277) | mNNFAdnGn3b/n33b | Service | 32 | 0.81 | EIof7boOJMwOqz+H | EEE4s96OI3OCOlN5 | true | 2130677 |  | 581407221794361 | mNNFAdnGn3b/n33b | 8343616479046430
| LineString (8.57241994627806925 53.18478343521169904, 8.57238561000466071 53.18474759500239912) | K5mLjzsITLZe2PhA | Connector | 32 | 1 | laP8z5ewNsXQAyXz | 5knTqFvru4QRuS2V | true | 46001744 |  | 756230239868164 | K5mLjzsITLZe2PhA | 8343616479046430
| LineString (8.56467772500604063 53.18301420054370254, 8.5644916999999996 53.18303370000000285) | sySFz5tH7RwzzM4K | Residential | 80 | 0.64 | /UE4ri0+DVeXRO0w | JPEjhjIynQqeK8BM | true | 12619323 | Kapitän-Dallmann-Straße | 585135126953125 | sySFz5tH7RwzzM4K | 8519200479572930
| LineString (8.57925110540583979 53.18239927741679907, 8.57932102449836087 53.18248149268939784) | dbvOwiHDbIJzb8Eh | Secondary | 50 | 0.68 | zP1aBSQKs4c60LPl | HIE6tN/asw0hyDLl | true | 10270566 | Landrat-Christians-Straße | 222445041503932 | dbvOwiHDbIJzb8Eh | 2611239415570130
| LineString (8.57726928054417925 53.1827162785365033, 8.57728301998309917 53.1826771550222972) | jQHuXiNKef6n3HOx | Connector | 32 | 1 | lbW6L9eesmvNVFFP | YoycHfD1dvuo4X51 | true | 444814 |  | 448346252441406 | jQHuXiNKef6n3HOx | 8343616479046430
| LineString (8.56908604935257046 53.18165482044420145, 8.56915414997834013 53.18163582500299924) | NYdBvC/Rc7fKzQ5a | Connector | 25 | 1 | mzMs4w7bB1ACV/yl | /lu12TEf5B5dqv6z | true | 501777 |  | 426993560791016 | NYdBvC/Rc7fKzQ5a | 4394613154595750
| LineString (8.57244653292364056 53.18265627325580169, 8.57258711004856977 53.18268373500440305) | BJ7AXTL8Pf8CHqh8 | Connector | 32 | 1 | i+dk/sxWJubtAfgA | RwCbqMmI0hmuBU6z | true | 9878669 |  | 459674453735352 | BJ7AXTL8Pf8CHqh8 | 8343616479046430
| LineString (8.57250216647084073 53.18443647912580019, 8.57236725999892002 53.18444025500019734) | Juex+KvDzIbtQmN1 | Connector | 25 | 1 | PwHwJdkzpU4FKLQ3 | s1Pi3HLb2LciUPDN | true | 9024866 |  | 289726505279541 | Juex+KvDzIbtQmN1 | 4394613154595750
| LineString (8.5720255059189796 53.18201125624840131, 8.57170954665754969 53.18204167910030122) | TvX5PyW1+dPblotS | Residential | 80 | 0.64 | #NAME? | GHo8FpHp8m/oPGsX | true | 21384586 | Kapitän-Dallmann-Straße | 640426873779297 | TvX5PyW1+dPblotS | 8519200479572930
| LineString (8.57099641331378059 53.1852766015504983, 8.57078227554191052 53.18535137577959659) | aaCEgRYlkdXw6Y6Y | Residential | 50 | 0.67 | Jb9/RjVj1IoHyzRL | XfI3ZAiLBdS17JUw | true | 1655156 | Küferstraße | 176003942489624 | aaCEgRYlkdXw6Y6Y | 2611239415570130
| LineString (8.56677761736698962 53.18314236945339957, 8.56701149999999956 53.18311969999999889, 8.56704852795389016 53.18311551568370277) | G4Rgt2MYuLCrp0TW | Living street | 40 | 0.72 | YPvKh/h08piadHJT | ZyeuOQm70Omt4Gca | true | 1834963 | Flethepad | 106168923797607 | G4Rgt2MYuLCrp0TW | 14798583586907100
| LineString (8.56899972236282004 53.18220074661940089, 8.56900304500423005 53.1822515750149023) | vobWYPtEasQdjV0x | Connector | 25 | 1 | 1eexWJxgxWHHsJQr | a8Dvrhr+60UFkdbf | true | 56588297 |  | 382130012512207 | vobWYPtEasQdjV0x | 4394613154595750
| LineString (8.56932465148605971 53.18505860645900185, 8.56949610000000028 53.18505609999999706) | rXM5wD4NgoboAcQS | Residential | 50 | 0.67 | unSwir/unTh1yJx/ | o/e3+FQ6jqETMVo3 | true | 11460225 | Richard-Jung-Straße | 178236638565063 | rXM5wD4NgoboAcQS | 2611239415570130
| LineString (8.56533880793669944 53.18592620074110044, 8.56518108031434977 53.18593398728369692) | cMVgtqepA4bre61i | Residential | 80 | 0.63 | 5t6uKRBHTHZE/tvu | 2LrBSL5hFC6IcJSz | true | 10575275 | Küferstraße | 788595879020693 | cMVgtqepA4bre61i | 8519200479572930
| LineString (8.57039631590190076 53.18213886202929785, 8.57039151000726918 53.18210899002710335) | EideS9BDmsz7gzK3 | Connector | 25 | 1 | A2U4QsHU4+Lq1J0A | 04nniVcq6EeTNzqy | true | 33386338 |  | 396456565856934 | EideS9BDmsz7gzK3 | 4394613154595750
| LineString (8.57317514261461078 53.17878266132260023, 8.57286140000000074 53.17871039999999994) | 0QIkzrIBFCrtA5y8 | Service | 25 | 1 | 3o5fduuRBeS97OkY | 4tL4Im/FtpOBA+Qj | true | 22456661 |  | 385470581054688 | 0QIkzrIBFCrtA5y8 | 4394613154595750
| LineString (8.57877320659273046 53.18405870494090237, 8.57856192001120021 53.18403907500069749) | Rb0APIgTzXxHfaKG | Connector | 50 | 1 | qUbbNZJijaqYyoin | cqH54/UV7o+sHWlk | true | 14287165 |  | 165484573364258 | Rb0APIgTzXxHfaKG | 2611239415570130
| LineString (8.57473410000000058 53.18539710000000298, 8.57480046719016009 53.18541011733640289) | NISjWwDfqwzEoy6c | Residential | 125 | 0.63 | 72SSCDRVp6l6cde/ | omrRpeLUzdNuyrHB | true | 4665312 | Johann-Hoppe-Straße | 183412128501892 | NISjWwDfqwzEoy6c | 25836603610611200
| LineString (8.56875276707610034 53.18220657199510271, 8.56861334189260049 53.18220986063929701) | 5FnQu+dWjZaC7Knz | Residential | 40 | 0.68 | Rtcjly2GvEh8qdH7 | Djpoq8xugzxHfIhz | true | 9324712 | Kapitän-Dallmann-Straße | 843103814697266 | 5FnQu+dWjZaC7Knz | 14798583586907100
| LineString (8.57758161510768957 53.17978671516549838, 8.57737635499685958 53.1798148350002009) | TFSxHchFnPtHn69F | Connector | 50 | 1 | tM25+4Z26g4zcipR | luWQAJ3YUlb3dWd9 | true | 14070082 |  | 227484786987305 | TFSxHchFnPtHn69F | 2611239415570130
| LineString (8.57732917674135997 53.18226095989690094, 8.57719810499541957 53.18229999000070052) | 7T20x6H43iMloUy2 | Connector | 25 | 1 | D+28lFcpXdHhIkJ0 | wIE4rl76k4K6xdLW | true | 9776366 |  | 296967811584473 | 7T20x6H43iMloUy2 | 4394613154595750
| LineString (8.57629131798053024 53.18346784566109875, 8.57629969999809916 53.18339923000510083) | kEIxYbR/8e3Z42Q2 | Connector | 25 | 1 | 6bU6Pni4W0b6Lgbh | Bg8kIC4v/KE/ZrxE | true | 76537623 |  | 316113147735596 | kEIxYbR/8e3Z42Q2 | 4394613154595750
| LineString (8.56702421816074988 53.18219715557739846, 8.56696930995902939 53.18221449000650125) | ExSSYq39flLBVT7Q | Connector | 40 | 1 | u5Df/6y79mvuODQ/ | SJlwUZCRbutfPYup | true | 4145275 |  | 114712074279785 | ExSSYq39flLBVT7Q | 14798583586907100
| LineString (8.5712089174087307 53.18208373271210121, 8.57108701932613037 53.18209347459740144) | rLuGBQSn42jGt6Z4 | Residential | 65 | 0.65 | Gs2eGmoskrIUN/lt | erydrHJKURqsQBF9 | true | 8218022 | Kapitän-Dallmann-Straße | 470998218727112 | rLuGBQSn42jGt6Z4 | 506295486315796
| LineString (8.56806303266455949 53.18282601851350222, 8.56807832047019957 53.18286529852760225) | J0g0I6FBP+S3yb4d | Residential | 65 | 0.65 | 3fuPVbQ7KVj4ZrpT | uYDtxI08WlEzN8Uv | true | 44875975 | Flethestraße | 309030668067932 | J0g0I6FBP+S3yb4d | 506295486315796
| LineString (8.56600011207078005 53.18490084530269968, 8.5660510378226693 53.18490169998020178) | AW/s7zsiKJMsKUXx | Residential | 125 | 0.62 | 5fB9wgtz3g0OFkz7 | 7zd0iFIvlAu0tzaH | true | 34043906 | Richard-Jung-Straße | 151647206745145 | AW/s7zsiKJMsKUXx | 25836603610611200
| LineString (8.57445919999999973 53.18238389999999782, 8.5743916716683195 53.18236038473939686) | BX2ol8+w/+nfjzzR | Residential | 50 | 0.67 | RjDQWuPWYQznSTCv | w5jJsAembKRJ1O0A | true | 52161803 | Lüder-Clüver-Straße | 174684936218262 | BX2ol8+w/+nfjzzR | 2611239415570130
| LineString (8.57456553563543977 53.18465175801890155, 8.57438276379281028 53.18461947698929748) | qfH4RMTZndfOXd2I | Residential | 65 | 0.64 | ZuQE/6cJrmJ3Bv1w | vGR+uVeTIvAIcM8D | true | 12730623 | Allmersstraße | 362718116455071 | qfH4RMTZndfOXd2I | 506295486315796
| LineString (8.57722583444254028 53.18352808660579711, 8.57721236997963032 53.18360414004609993) | omUnGKPv3Ot7J2mA | Connector | 32 | 1 | vgDDTIiWc/EEVyXr | O1+JyC9ROC/TbUpv | true | 8508374 |  | 501552696228027 | omUnGKPv3Ot7J2mA | 8343616479046430
| LineString (8.57946333856510002 53.18511131506299705, 8.5795067300008796 53.18511356999999862) | wkhw4eEnjbpxHzMQ | Connector | 32 | 1 | bxMVLZCzEVlyBLh0 | 5Dkc1Jy6hrQkGtrt | true | 29104044 |  | 463647689819336 | wkhw4eEnjbpxHzMQ | 8343616479046430
| LineString (8.57866930415418949 53.18338166038510195, 8.57862782507386967 53.18332995004850261) | COGzgOBSyPBZzJ1P | Connector | 25 | 1 | 7iwZ7lu9sNQBeig8 | JuWmWkzkXVielmpA | true | 6385579 |  | 389637260437012 | COGzgOBSyPBZzJ1P | 4394613154595750
| LineString (8.5655256237007098 53.18489288100339962, 8.56552938499969052 53.18481203500609666) | N9CyAmjKFbtxf/r/ | Connector | 25 | 1 | ePcJRVaCc81g2exU | Mkf2Fb7qsaSIVTnQ | true | 8997336 |  | 278327331542969 | N9CyAmjKFbtxf/r/ | 4394613154595750
| LineString (8.56736715507820001 53.18232735511239895, 8.56732333001082047 53.18226160001039915) | sAtsQGwmDdxIjSqT | Connector | 40 | 1 | M522uHm4vNKUJwYx | V2w04SzxpqzwGQUJ | true | 7879528 |  | 861838455200195 | sAtsQGwmDdxIjSqT | 14798583586907100
| LineString (8.56543208624120034 53.18489186382689837, 8.56547909999999924 53.184892099999999, 8.5655256237007098 53.18489288100339962) | Ue0Gqj6UMr12gQEb | Residential | 100 | 0.63 | 9V2u1vJOj2KN//Wa | ePcJRVaCc81g2exU | true | 6251873 | Richard-Jung-Straße | 143391787656787 | Ue0Gqj6UMr12gQEb | 14856808858803300
| LineString (8.57497399999999921 53.18152033999999873, 8.57497498291672855 53.18145236544679477) | KljjgadLQYtco87C | Connector | 32 | 1 | zBk4sdCcHBOjzgPT | UW4JEpr82+O52wLd | true | 7565151942376990 |  | 449749526977539 | KljjgadLQYtco87C | 8343616479046430
| LineString (8.57284982746275936 53.18402339033750081, 8.57292862499742014 53.18401075000029721) | rSyWxS554u8GmDfP | Connector | 32 | 1 | uAnHsAHdF6iDvtWZ | U4iW0WV2dCUvBGlk | true | 5450201 |  | 652832183837891 | rSyWxS554u8GmDfP | 8343616479046430
| LineString (8.58256809999999959 53.18232059999999706, 8.58280910000000041 53.18216290000000157) | AOUYtN5HXZW35jLN | Secondary | 65 | 0.66 | Avm7zSjOjtXldbnS | /Mpej+rO2fpOJhxo | true | 23815224 | Landrat-Christians-Straße | 479857849845896 | AOUYtN5HXZW35jLN | 506295486315796
| LineString (8.57726928054417925 53.1827162785365033, 8.57710360145592965 53.1826952823933965) | TGX76mXoR9LlRchw | Residential | 65 | 0.62 | lbW6L9eesmvNVFFP | OlIUAjZCwV5BK0Oz | true | 11315594 | Lüder-Clüver-Straße | 295076433448819 | TGX76mXoR9LlRchw | 506295486315796
| LineString (8.56651060000000086 53.18257859999999937, 8.56634956400350944 53.18262829818370108) | nQFEq3RX8A5lCe6u | Residential | 65 | 0.66 | rVJb71EcokSr2Qwf | bCIa4ifDdPA8Jkaw | true | 1209876 | Kapitän-Dallmann-Straße | 277798977241516 | nQFEq3RX8A5lCe6u | 506295486315796
| LineString (8.56721172396973074 53.18650356826039882, 8.56732170000000082 53.18649039999999673, 8.5674783935468799 53.18645507018389651) | vTYOPP6IWK0sJZX0 | Service | 32 | 0.75 | 6LDC9zEeuE5F6f7D | 76ys4Abqm24YBCtC | true | 18677221 | Kutterweg | 661432700157166 | vTYOPP6IWK0sJZX0 | 8343616479046430
| LineString (8.57932102449836087 53.18248149268939784, 8.57941006686604979 53.18258619379889751) | gL+Yipf4ecOYedI5 | Secondary | 50 | 0.67 | HIE6tN/asw0hyDLl | 7hGuCQ0SQYTTlEek | true | 13079569 | Landrat-Christians-Straße | 25874961212161 | gL+Yipf4ecOYedI5 | 2611239415570130
| LineString (8.57473472402143955 53.18310814044330215, 8.57473638499532953 53.18308466002599744) | RxmtWTt2xX1LOZAu | Connector | 25 | 1 | w6A7PmvwV5n/goII | o+w/LeHX5mx6dc0s | true | 2614467 |  | 298503646850586 | RxmtWTt2xX1LOZAu | 4394613154595750
| LineString (8.56668915382307006 53.1825234718575004, 8.56673401501680054 53.18257590501539767) | fEmgOYtFI6OxCRXu | Connector | 25 | 1 | mihnlBBYzX+5/FMt | 5uWEKb/v+2r09P/N | true | 65583277 |  | 316591415405273 | fEmgOYtFI6OxCRXu | 4394613154595750
| LineString (8.5736758824631103 53.18219545245599988, 8.57348155501298059 53.18215849585060084) | 7GI2qkIdZ885GZ43 | Residential | 20 | 1 | LLgQTrb/NRJLjm9t | U5C8MnitRXYlJ8uJ | true | 13621796 | Lüder-Clüver-Straße | 1 | 7GI2qkIdZ885GZ43 | 2442449145137490
| LineString (8.56590115424694076 53.18589771230229957, 8.56589396500801037 53.18584712002620307) | gO9UjLNuhHpevKP0 | Connector | 25 | 1 | CycsnemhR/IMvY0t | gWxjUmLt5zoeyfD8 | true | 5648674 |  | 294198436737061 | gO9UjLNuhHpevKP0 | 4394613154595750
| LineString (8.56783989999999918 53.18225269999999938, 8.56788271657308087 53.18236271439339902) | 2HtIKZSB1i4gKJPM | Residential | 65 | 0.64 | oA9ZqKI4vZuqtF9h | b/JPcx9pMw97sl1U | true | 12568731 | Flethestraße | 426246358642578 | 2HtIKZSB1i4gKJPM | 506295486315796
| LineString (8.57142467446717937 53.18512743086149896, 8.57132260000000024 53.18516269999999935, 8.57119592776236061 53.18520693302060209) | fPR0ThepbVFLERnI | Residential | 50 | 0.66 | HwdymZgEjaL3Pt8m | LiQflG//jmHWsQ5b | true | 17659998 | Küferstraße | 215554714965809 | fPR0ThepbVFLERnI | 2611239415570130
| LineString (8.56482724505842974 53.18595145430560223, 8.56459740000000025 53.18596279999999865) | euKBLbqKLHR8pxLV | Residential | 80 | 0.63 | fvmsGCzYDRAkg+/K | 5IfrC08sFjs+DHiE | true | 15410565 | Küferstraße | 846859874496469 | euKBLbqKLHR8pxLV | 8519200479572930
| LineString (8.57269569222079042 53.1868104765975005, 8.5725642999999998 53.18679050000000075) | OekwAW6uu/jypPcz | Service | 32 | 1 | ZSla75MvU2CW1y1w | 1bXq8vFEfqdUqyUB | true | 9056654 |  | 477955551147461 | OekwAW6uu/jypPcz | 8343616479046430
| LineString (8.57078227554191052 53.18535137577959659, 8.57074038003752925 53.18530808501969886) | 5CQ7BH4/9XwxedrB | Connector | 25 | 1 | XfI3ZAiLBdS17JUw | HFTWV6vFoz2pwIYK | true | 5570549 |  | 293528442382812 | 5CQ7BH4/9XwxedrB | 4394613154595750
| LineString (8.57523993773616056 53.18622154866339713, 8.57544319080951922 53.18627089699059951) | Jb0/jC3lP9ah22UQ | Residential | 50 | 0.72 | Xp0z4/ojZlt0iRts | 9r9c+RGljeEFfqWn | true | 14649306 | Heimstättenweg | 20931537139893 | Jb0/jC3lP9ah22UQ | 2611239415570130
| LineString (8.57187009999999994 53.18407020000000074, 8.57182122552294068 53.18407508754390278) | AZp381Fa5ep2CLeV | Residential | 200 | 0.62 | IlLmqFkq1Z3xU6HF | uy4lnhuayglE0wMc | true | 33109996 | Fresenbergstraße | 453473782699585 | AZp381Fa5ep2CLeV | 8223548985685890
| LineString (8.56566787462113055 53.18590967256000113, 8.5656145303033604 53.18591240746069815) | SrcyxmlFfO+zrcfE | Residential | 80 | 0.63 | 1IX+BFi4aUrCGaDI | FTiICaIZvG/Khpc0 | true | 35775578 | Küferstraße | 715011735305772 | SrcyxmlFfO+zrcfE | 8519200479572930
| LineString (8.5694316734733107 53.18569138448589939, 8.56922966786012985 53.18570382362430138) | ms7L+awAlsxWRdFk | Residential | 32 | 0.81 | 8POFYC1vMeAlMns7 | z/4ahVVrkH14eYfZ | true | 13569317 | Küferstraße | 474797843742417 | ms7L+awAlsxWRdFk | 8343616479046430
| LineString (8.56456263261982009 53.18360279156259907, 8.56443852999927913 53.18360446000009745) | FjDemRN7PkC4XAkp | Connector | 25 | 1 | #NAME? | 0puKKSvm9ExujEhy | true | 82953615 |  | 301319389343262 | FjDemRN7PkC4XAkp | 4394613154595750
| LineString (8.57671220445770999 53.18449214459599972, 8.57649159669693084 53.18444594236630252) | rqNNhKq5/XpWDttK | Residential | 50 | 0.66 | yJgrNyJ6ZA4t40BP | vgpt0AzyQAT8uLtt | true | 15612349 | Cord-Steding-Straße | 205705801620497 | rqNNhKq5/XpWDttK | 2611239415570130
| LineString (8.56742638070480922 53.18231596821750173, 8.56736779999999953 53.18232720000000313, 8.56736715507820001 53.18232735511239895) | k1wlt0LllxcAMaWT | Residential | 25 | 1 | lMHxE2m4I1TfX9bB | M522uHm4vNKUJwYx | true | 41558223 | Kapitän-Dallmann-Straße | 339225425720215 | k1wlt0LllxcAMaWT | 4394613154595750
| LineString (8.57515798504906002 53.18548024052589795, 8.57511998499665928 53.18555014500309852) | pTRPwL+rFTrF5YP7 | Connector | 25 | 1 | dt4n0LUSYEgT6jMa | SzYbZGc0ZrbTZJf/ | true | 8180692 |  | 274836406707764 | pTRPwL+rFTrF5YP7 | 4394613154595750
| LineString (8.56880002175156008 53.18416519301459999, 8.56853579999999937 53.18415339999999958) | nbjNf50Sh4/SlmIU | Residential | 150 | 0.62 | xoSpb8oStx9QmorA | qj578xSr4tXzRX3Z | true | 1770533 | Fresenbergstraße | 365916511936188 | nbjNf50Sh4/SlmIU | 40530788484379904
| LineString (8.57276569519055087 53.18170266823349834, 8.57280802001164055 53.1817034950009031) | 5FLpL4pr1uReq8bM | Connector | 25 | 1 | WnNjBuVoO7pQCeW0 | FpE6LzoYT3kQEBhj | true | 28300185 |  | 43802921295166 | 5FLpL4pr1uReq8bM | 4394613154595750
| LineString (8.57637041373999054 53.181464727182302, 8.57661129999999083 53.18146670000000142) | h/wEuCoX+17YEXhT | Secondary | 300 | 0.62 | jyOnxyg7qKzB33qp | 1DJWmq3QPhbtsKSi | true | 16099758 | Landrat-Christians-Straße | 15127275838089 | h/wEuCoX+17YEXhT | 22175056343226800
| LineString (8.5777277999999999 53.18032780000000059, 8.57773579999999924 53.18019290000000154) | baI9YnrrXmt+QdLX | Living street | 300 | 0.62 | sMlG0LUFbpSc8Dl0 | #NAME? | true | 15016638 | An der Wollkämmerei | 181416268164444 | baI9YnrrXmt+QdLX | 22175056343226800
| LineString (8.57243635677816052 53.18267507105019831, 8.57244653292364056 53.18265627325580169) | BlF3oPC5KDHXk+pH | Residential | 250 | 0.62 | N3kSsjTOMcAmXUBd | i+dk/sxWJubtAfgA | true | 2198981 | Mühlenstraße | 973747956741333 | BlF3oPC5KDHXk+pH | 14205243033783600
| LineString (8.5772011999999993 53.18330850000000254, 8.57713039498881002 53.18323963008300126) | wTEgtsi4rSJR0Xv9 | Connector | 50 | 1 | lo4+y5oIK9SFKIuG | 3dHYg17d2BsvfALw | true | 9004857 |  | 194280227661133 | wTEgtsi4rSJR0Xv9 | 2611239415570130
| LineString (8.57650546449552031 53.18582975311930028, 8.57668800000000076 53.1858910999999992) | iEHHom+eto2anDtq | Residential | 125 | 0.63 | rdklJfvPWwaZOEMp | MXyFO5sn8Gd3w2bI | true | 13976902 | Johann-Hoppe-Straße | 159745786554337 | iEHHom+eto2anDtq | 25836603610611200
| LineString (8.57313049999999954 53.1790403999999981, 8.57306039999999925 53.17897119999999944) | 4tCwUps3XiOVm6bZ | Unclassified | 125 | 0.72 | IhmaGNq5UzZnCiCV | h4XfjXU+Yc4H5nZO | true | 9011778 | Marschgehren | 160052403076174 | 4tCwUps3XiOVm6bZ | 25836603610611200
| LineString (8.56819591238144085 53.18318617946049898, 8.56821388781760973 53.18323733339219928) | 52MnaG0M3bX0BIo/ | Residential | 25 | 1 | #NAME? | eHGY9X+T2bMEWySr | true | 58160896 | Flethestraße | 323388519287109 | 52MnaG0M3bX0BIo/ | 4394613154595750
| LineString (8.57523129050943922 53.18476919942619929, 8.57525982997425018 53.18471062002650029) | 0HS8nVA/+NVW4s1X | Connector | 25 | 1 | hMD2MPlzraTjsSjM | iV8QFhQqO2xZB0mP | true | 6790072 |  | 309688396453857 | 0HS8nVA/+NVW4s1X | 4394613154595750
| LineString (8.57656115761728088 53.18603216206769702, 8.57668800000000076 53.1858910999999992) | n8s0uZduZf/PwsvB | Residential | 65 | 0.65 | 2xRn6Cr0Kby/OROD | MXyFO5sn8Gd3w2bI | true | 17835354 | Wigmodistraße | 45662026529311 | n8s0uZduZf/PwsvB | 506295486315796
| LineString (8.57436760000000042 53.18792729999999835, 8.57464429999999922 53.18779690000000215, 8.57488569999999939 53.18766589999999894, 8.57507558497126965 53.18752480220479839) | 2sob0NLH2Sco0qzE | Residential | 0 | 0 | Qn4vQ4k11unSpt5e | hZcmA0iYqq3C+Ywa | false | 6542263 | Wigmodistraße | 0 | 2sob0NLH2Sco0qzE | 0
| LineString (8.56806303266455949 53.18282601851350222, 8.56818466998815076 53.18280893500089945) | MJwJP9J/sSikiZDy | Connector | 25 | 1 | 3fuPVbQ7KVj4ZrpT | cWe9inXmnP3cIDfl | true | 8347896 |  | 301409320831299 | MJwJP9J/sSikiZDy | 4394613154595750
| LineString (8.57478122676637966 53.18246703530859776, 8.5747571034599197 53.18246395393560277) | ihp3eo1uVJEBSTpH | Residential | 65 | 0.65 | fWHh9YeltyXS0inN | VFr2SajUCPAPtvP+ | true | 16481485 | Lüder-Clüver-Straße | 278386104106903 | ihp3eo1uVJEBSTpH | 506295486315796
| LineString (8.56877065931747062 53.18573057760119838, 8.56876138500451034 53.18567288001509752) | XZ+6t9x6rJhPftxy | Connector | 25 | 1 | ZCoIOyrQJpFQwvMe | zJ3x9y5s1EPRW4r/ | true | 6448497 |  | 292330055236816 | XZ+6t9x6rJhPftxy | 4394613154595750
| LineString (8.57350989508394967 53.18523419291570065, 8.57359375393808065 53.1852373056831027) | J1kTy1eua5mPa5M3 | Residential | 125 | 0.62 | 1aQEQk4bwR2QPljO | 2BpAqaX5sC9avJfK | true | 5614428 | Johann-Hoppe-Straße | 23821780409622 | J1kTy1eua5mPa5M3 | 25836603610611200
| LineString (8.56802036209825957 53.18271638169409954, 8.56806303266455949 53.18282601851350222) | uivYzTgVaTEdW9yB | Residential | 65 | 0.64 | PUmTUuYDspL44Exr | 3fuPVbQ7KVj4ZrpT | true | 12525603 | Flethestraße | 323566546630859 | uivYzTgVaTEdW9yB | 506295486315796
| LineString (8.57411342658168074 53.18528910692339906, 8.57414219999613003 53.18522321000420305) | GPJvvcnMbHbBGWPo | Connector | 20 | 1 | 2JbqxM5Pi/nIjkNC | hhZlTpbhgjj3lUDV | true | 7578748 |  | 24138650894165 | GPJvvcnMbHbBGWPo | 2442449145137490
| LineString (8.57035119999999928 53.18550189999999844, 8.57021188866730022 53.18555055850949742) | #NAME? | Residential | 40 | 0.68 | RIJC17Z9sVydkRMu | TRvrmjZNzPC322xx | true | 107685995 | Küferstraße | 137992908630345 | #NAME? | 14798583586907100
| LineString (8.57524666087060083 53.1825264861513034, 8.57522870499239076 53.18257721501049673) | Ivc59tlyLZwiCQI2 | Connector | 25 | 1 | eU1LULtB7tvnePhK | Yav1nBBmIBFRehw7 | true | 5769559 |  | 316678485870361 | Ivc59tlyLZwiCQI2 | 4394613154595750
| LineString (8.57236474741945997 53.18401108359159934, 8.57235021500449967 53.18396822501249943) | fkgBLcM2XjCAFArc | Connector | 25 | 1 | 9hxHOFm7ubcguQZL | xwc4sbElyEseHGXx | true | 48657565 |  | 294731540679932 | fkgBLcM2XjCAFArc | 4394613154595750
| LineString (8.56580167365881984 53.18646367358500271, 8.56622251335297946 53.1864309616124018) | lQbnTstYfgtdQzXN | Living street | 40 | 0.67 | aIhTNO45cBfm4HgV | uJAnACoOfwu3dsE3 | true | 28355667 | Kutterweg | 14769715429307 | lQbnTstYfgtdQzXN | 14798583586907100
| LineString (8.57527173405934917 53.18517591188749805, 8.57530076999072044 53.18511794000959725) | Pw3DIw9cqAditL5h | Connector | 25 | 1 | tUNytv5sQeGMDG5h | +O4l7V/9x/99bFhD | true | 6734713 |  | 28529993057251 | Pw3DIw9cqAditL5h | 4394613154595750
| LineString (8.57170954665754969 53.18204167910030122, 8.57158470000000072 53.18205369999999732, 8.57151390573958949 53.18205935800269657) | lxe2zsg+etjSKVKB | Residential | 80 | 0.64 | GHo8FpHp8m/oPGsX | uJ7fGzRzxBPHEiA7 | true | 13222551 | Kapitän-Dallmann-Straße | 607682352294922 | lxe2zsg+etjSKVKB | 8519200479572930
| LineString (8.57668800000000076 53.1858910999999992, 8.57682455973306013 53.18576129979020095) | xiW82/6bpU4wfaE9 | Residential | 100 | 0.63 | MXyFO5sn8Gd3w2bI | 6TtZzpLNFQIIeKbk | true | 17081518 | Wigmodistraße | 115488745456695 | xiW82/6bpU4wfaE9 | 14856808858803300
| LineString (8.58100559999999923 53.18065119999999979, 8.58112940000000002 53.18067690000000169, 8.58127909999999972 53.18068679999999659, 8.58140760000000036 53.18068099999999987, 8.58157300000000056 53.1806515000000033, 8.58178659999999915 53.18058880000000244) | sNzQrW5iBo7CUrPi | Unclassified | 0 | 0 | ItqrCcxztNY4tYG6 | Xo7PP0Xkyt+nhVGq | false | 5484922 | Marschgehren | 0 | sNzQrW5iBo7CUrPi | 0
| LineString (8.57271043614498929 53.18459174702120151, 8.57271013500182022 53.1845732650537002) | hMU9gUXI5TIHEqHn | Connector | 25 | 1 | KX8UbWagSDyrW18t | 3WKxUl3v4QCKvQKt | true | 20561497 |  | 425014381408691 | hMU9gUXI5TIHEqHn | 4394613154595750
| LineString (8.56807832047019957 53.18286529852760225, 8.56812809999999914 53.18299319999999852) | LjM6C8IPJ6O/+jh8 | Residential | 65 | 0.65 | uYDtxI08WlEzN8Uv | #NAME? | true | 14612275 | Flethestraße | 289687038612366 | LjM6C8IPJ6O/+jh8 | 506295486315796
| LineString (8.57667699273556039 53.18264939943829717, 8.57666259999258962 53.18271559001939863) | hurEUe+GqklPthwj | Connector | 25 | 1 | AYcmHPDD/oPfO96p | AFZpWztKcqVczC5B | true | 74260087 |  | 304554824829102 | hurEUe+GqklPthwj | 4394613154595750
| LineString (8.56597237393221 53.18274470353200201, 8.56594587804993957 53.18275288040810267) | CQE+2QmGeictStBF | Residential | 65 | 0.65 | V/GcMxHieMbIdQQo | ZFI1rVdgyKG+34w3 | true | 19906428 | Kapitän-Dallmann-Straße | 330174134540558 | CQE+2QmGeictStBF | 506295486315796
| LineString (8.57815599999999989 53.18165869999999984, 8.57826359999999966 53.18144300000000158) | 4IOm2JkIUHGiZrg8 | Unclassified | 32 | 1 | VTorrAFxmLoGKB3K | W0VLPnWyYhHWvURQ | true | 25050093 | Nicolaus-H.-Schilling-Straße | 544040946960449 | 4IOm2JkIUHGiZrg8 | 8343616479046430
| LineString (8.57796288373413951 53.18475930328600043, 8.5777434468958198 53.18471216584549666) | Kl3MVdsD1alPxOBe | Residential | 65 | 0.64 | R4PYyZ2ZWqmaOXUh | JwLZIOA31Gv9C9Y/ | true | 15573122 | Cord-Steding-Straße | 378010100097628 | Kl3MVdsD1alPxOBe | 506295486315796
| LineString (8.57081616971946048 53.1841752676848003, 8.57058269702836029 53.18419379711939854) | Ivt+uTfSvwJX+IWY | Residential | 200 | 0.62 | eDNLuv59GW1jFa8w | I2ljZAV3u6aAPKZ2 | true | 1573742 | Fresenbergstraße | 427499987632751 | Ivt+uTfSvwJX+IWY | 8223548985685890
| LineString (8.56820319999999924 53.17969670000000093, 8.56814709999999913 53.17961600000000288, 8.56817350000000033 53.17956879999999842, 8.5682381000000003 53.17952640000000031, 8.5691714999999995 53.17917969999999883) | Tzt96LvQSOj+cogo | Construction | 100 | 1 | pfAEt49ggaVMH5tA | rnhx19U66UleR/uN | true | 9500465 |  | 144393188476562 | Tzt96LvQSOj+cogo | 14856808858803300
| LineString (8.56624258782722059 53.18490491453370339, 8.56624544499912943 53.18484348000590245) | 0T966PSVq8NrYkwa | Connector | 25 | 1 | zhvVDaQtGbTh8bH1 | s0xNn/M2jMD+u+Zz | true | 6837035 |  | 305408401489258 | 0T966PSVq8NrYkwa | 4394613154595750
| LineString (8.57691203811065783 53.1804713515898797, 8.57722279999999948 53.18039650000000051) | UcS8V+BRkWVPKJC/ | Connector | 125 | 1 | o1J1xHBPHaJSC9J/ | 7VuCj1Im9DjuXVPj | true | 2238436544970480 |  | 153978625488281 | UcS8V+BRkWVPKJC/ | 25836603610611200
| LineString (8.57368785488869989 53.18524302450300212, 8.5737532629014197 53.18524845704410353) | vaQOcLK7fRSQpFxW | Residential | 125 | 0.62 | t+xPwDx47gw1/UwD | wRHrps+FvPsSiZev | true | 44123726 | Johann-Hoppe-Straße | 23372219567108 | vaQOcLK7fRSQpFxW | 25836603610611200
| LineString (8.5777439227068708 53.18355875605470118, 8.57768940000000057 53.18355770000000149, 8.57754377661632006 53.18354839751729912) | COLAF6jEj4f8Mxko | Tertiary | 50 | 0.68 | k6KFBHwPkvVY5APS | zR6wdtDnGWOJFeP1 | true | 13431739 | Fresenbergstraße | 150832749023451 | COLAF6jEj4f8Mxko | 2611239415570130
| LineString (8.57548151585664087 53.18302769213210013, 8.57548809999999939 53.18304899999999691, 8.57551899999999989 53.18311320000000109) | OwcgXt46zuGlzOfT | Residential | 100 | 0.62 | kzvJc/HJKIfFyHN3 | BztBmgT33hNNyoJO | true | 9845449 | Kaffeestraße | 131428349811555 | OwcgXt46zuGlzOfT | 14856808858803300
| LineString (8.56965287086718064 53.18521194684159781, 8.56951302999972064 53.1852623400000013) | R6Wq+uh4x2ucbDJp | Connector | 20 | 1 | y9a6zFsfbR1U3EuU | JM7vbCsnh90XkTSa | true | 10897265 |  | 240557880401611 | R6Wq+uh4x2ucbDJp | 2442449145137490
| LineString (8.57365340973827017 53.18524016360470341, 8.57368785488869989 53.18524302450300212) | P694FOO2NlWK1U0S | Residential | 125 | 0.62 | /Xb+TL5CyBo4tP/l | t+xPwDx47gw1/UwD | true | 2323643 | Johann-Hoppe-Straße | 235222825725557 | P694FOO2NlWK1U0S | 25836603610611200
| LineString (8.58090679999999928 53.17711520000000291, 8.58151837997404066 53.17707523000210301) | 2+PI49S0cNyh29zi | Connector | 32 | 1 | H7imRaAIJvBCo3WE | 7u26nJDLl2G/IUve | true | 41116753 |  | 689769592285156 | 2+PI49S0cNyh29zi | 8343616479046430
| LineString (8.57449503970451943 53.18310202196050085, 8.57449686999546934 53.18307615002360222) | UVY2LnNDJCB1YdsH | Connector | 25 | 1 | pAoL9tZr4COfe0In | cV1APf2K1GR+1+lX | true | 28807552 |  | 290244998931885 | UVY2LnNDJCB1YdsH | 4394613154595750
| LineString (8.57284982746275936 53.18402339033750081, 8.57281399999999927 53.18394279999999696) | A54abHFdiebFJAs0 | Service | 40 | 0.81 | uAnHsAHdF6iDvtWZ | ys+UXDWSwdtj+oZW | true | 9279555 |  | 110835181274393 | A54abHFdiebFJAs0 | 14798583586907100
| LineString (8.57712216404618921 53.18457870472109761, 8.57699180000000005 53.18455070000000262) | Wd6BswziMrZSJTzz | Residential | 65 | 0.65 | PFOt1wPD2bEyhkA6 | nSadrTihsbkBsXfc | true | 9251826 | Cord-Steding-Straße | 263352183628071 | Wd6BswziMrZSJTzz | 506295486315796
| LineString (8.56455731729887049 53.18346013077439949, 8.56446290999777915 53.18346140000009825) | FO1iLl4DhI0gI238 | Connector | 25 | 1 | pxDWdcDLcYViYt1/ | D6JLdvDVrsqLTxat | true | 6310466 |  | 296452903747559 | FO1iLl4DhI0gI238 | 4394613154595750
| LineString (8.56741351612095059 53.18581100208749746, 8.56724936763876954 53.18582077332030167) | uI0t5qWNAndq/onC | Residential | 65 | 0.64 | 5m8eOyKqlo/CQj/G | g4LKQjM5q/AFD2Eq | true | 11022555 | Küferstraße | 421420562744141 | uI0t5qWNAndq/onC | 506295486315796
| LineString (8.57336426435652932 53.1852289724062004, 8.5733700000000006 53.18522899999999964, 8.57344404478694067 53.18523174856849778) | NkoxituYqDvnJIMQ | Residential | 125 | 0.62 | uqvPQOb8hIo3foYu | WAmTCfpIPqk33Wmd | true | 53406563 | Johann-Hoppe-Straße | 241213228172302 | NkoxituYqDvnJIMQ | 25836603610611200
| LineString (8.57317514261461078 53.17878266132260023, 8.5732488699809295 53.17866712500340043) | j2rxS2F9KZJrehPy | Connector | 25 | 1 | 3o5fduuRBeS97OkY | jBxG7JvjS9AAGq4p | true | 13765137 |  | 385470581054688 | j2rxS2F9KZJrehPy | 4394613154595750
| LineString (8.57572287892286056 53.18559914598299798, 8.5756744649957497 53.18566947000289957) | fo5VEiLWSbQtUeut | Connector | 25 | 1 | Ko5W4ADnMQFMod1u | jhbshSqCbN+phcHQ | true | 8465819 |  | 275257339477539 | fo5VEiLWSbQtUeut | 4394613154595750
| LineString (8.56580167365881984 53.18646367358500271, 8.56579504500134981 53.18643290500340015) | aMz2iTDO5CaTV1l7 | Connector | 25 | 1 | aIhTNO45cBfm4HgV | MftdMuLu/CMzVPKU | true | 34514344 |  | 30581449508667 | aMz2iTDO5CaTV1l7 | 4394613154595750
| LineString (8.57623623748743924 53.1843924614522976, 8.57617743970024016 53.1843801470971016) | oKyIphL5R3ifZp+9 | Residential | 50 | 0.67 | 0fOOuRrYIuWZk6f4 | MpVA/uo0g+CbuVww | true | 4161119 | Cord-Steding-Straße | 148981691131601 | oKyIphL5R3ifZp+9 | 2611239415570130
| LineString (8.57404657714523921 53.18584736169999871, 8.57394327501392084 53.18582697500190193) | 4xt3LcoL/SRZPnF6 | Connector | 25 | 1 | KPxe890cYBIXhXNu | Y/dyLv0a65NuE2Tc | true | 72659297 |  | 296228408813477 | 4xt3LcoL/SRZPnF6 | 4394613154595750
| LineString (8.57536697061422082 53.18519312300959712, 8.57539630499072025 53.18513455500959708) | tR8EiVQggq3tPjb8 | Connector | 25 | 1 | Fi/8PXYG8wchqJen | eTGZipcxI+9RHzsC | true | 6803963 |  | 285298805236816 | tR8EiVQggq3tPjb8 | 4394613154595750
| LineString (8.57404657714523921 53.18584736169999871, 8.57401969999999913 53.18589649999999835) | hqeNnCpCDghuX2uM | Residential | 40 | 0.68 | KPxe890cYBIXhXNu | kH3AJ/R5DhqRwxn5 | true | 5753934 | Heimstättenweg | 116944594268803 | hqeNnCpCDghuX2uM | 14798583586907100
| LineString (8.57362821470661984 53.1814490239314992, 8.57371720000000082 53.1814487999999983, 8.57380187227483503 53.18144812428509738) | 3ePSjevMh260SBiz | Secondary | 250 | 0.62 | pTGmC7X4FiJRN4jW | 7ZmjbwWpq5MB25nf | true | 1161050198363540 | Landrat-Christians-Straße | 126123932330704 | 3ePSjevMh260SBiz | 14205243033783600
| LineString (8.57000941264941929 53.18295117525320137, 8.57018389999999997 53.1831339000000014) | 24IbXkZd3Rc7giwQ | Service | 0 | 0 | hVD9dALOetgvg+dK | Lu2R7Wm1VTsuAv/p | false | 23434408 |  | 0 | 24IbXkZd3Rc7giwQ | 0
| LineString (8.56832368356534069 53.18354978399400323, 8.56846097499325055 53.18353237500050312) | MtVEKFquurU8iLUL | Connector | 25 | 1 | 4YU7ie/N532FgFrc | xAFgAX7MOhT7KuYd | true | 9376833 |  | 286269073486328 | MtVEKFquurU8iLUL | 4394613154595750
| LineString (8.57406865666584928 53.18227014790200258, 8.57403910998914043 53.18232621500980173) | AtTMMiDx0ei8iN3D | Connector | 25 | 1 | Uqt74WwQF3xsyhz7 | S5fqfIknOwgmT6Oo | true | 65423403 |  | 314697513580322 | AtTMMiDx0ei8iN3D | 4394613154595750
| LineString (8.5748704999999994 53.18510340000000269, 8.57494709999999927 53.1849484999999973, 8.57500940702952974 53.18483236750360277) | Gn+49NvtdQItjM01 | Footway | 0 | 0 | 72Uer3y2INQGHnwS | n60sDBz30JlB8BFu | false | 31549894 |  | 0 | Gn+49NvtdQItjM01 | 0
| LineString (8.57733859999999915 53.17914650000000165, 8.57783909994425997 53.17906710971639939) | 6JEO/nPQ8WCunZ6f | Unclassified | 100 | 0.67 | zpOMRbKbrDVu94Dq | hwl4WiuqWCmfKvcu | true | 3459621 | Zum Kammstuhl | 969252002067573 | 6JEO/nPQ8WCunZ6f | 14856808858803300
| LineString (8.56745929507463089 53.18580827697199709, 8.56745027500934064 53.18575360502850202) | fmthuEc6GDA3yEQ9 | Connector | 25 | 1 | Hm4vMxDK2VpgkzDc | YBqufZYZiDVusKRR | true | 611185 |  | 297295551300049 | fmthuEc6GDA3yEQ9 | 4394613154595750
| LineString (8.57344404478694067 53.18523174856849778, 8.57343638999847002 53.18530615500449699) | 6xVYvbrGnDNYiRDT | Connector | 20 | 1 | WAmTCfpIPqk33Wmd | GMxUJ9DPwzIdcnjg | true | 8293235 |  | 241720600128174 | 6xVYvbrGnDNYiRDT | 2442449145137490
| LineString (8.57009019999999921 53.18634889999999871, 8.5692768000000008 53.18661879999999798, 8.56756799999999963 53.18721579999999705) | NOCJfukTS+9zgZYi | Residential | 0 | 0 | 8ST2fdqzucCf9p9u | A7iC6dEAN+cYSmvc | false | 1941881 | Langenfeld | 0 | NOCJfukTS+9zgZYi | 0
| LineString (8.56715699999999991 53.18237789999999876, 8.56697136270810944 53.18243574890539804) | GOVU7roXqCFvwnsF | Residential | 50 | 0.72 | i2jXqtr2sCWgmm+8 | Y70kyg5S5erHVWTi | true | 13975619 | Kapitän-Dallmann-Straße | 192485670776339 | GOVU7roXqCFvwnsF | 2611239415570130
| LineString (8.57598834402589993 53.18640325384620127, 8.5761883000000001 53.18645180000000039) | S04EWJQPecWDtQdv | Residential | 50 | 0.67 | a3+I1jN1E6nPv5fo | Z8hHahycnbOBJ1lE | true | 14411549 | Heimstättenweg | 250845298213942 | S04EWJQPecWDtQdv | 2611239415570130
| LineString (8.57108701932613037 53.18209347459740144, 8.57108008001680943 53.18206214003269849) | ZOvSAUv0qCbdZH+l | Connector | 32 | 1 | erydrHJKURqsQBF9 | 49y9MDpzPj1yFCiO | true | 35165663 |  | 617058334350586 | ZOvSAUv0qCbdZH+l | 8343616479046430
| LineString (8.57175078942040081 53.18313092955850152, 8.57182560503427027 53.18293486002119863) | xmUeahB+zMRMDu6z | Connector | 25 | 1 | #NAME? | HEvRbvH50WOk4TNo | true | 22377687 |  | 382768592834473 | xmUeahB+zMRMDu6z | 4394613154595750
| LineString (8.56922589999999929 53.18418419999999713, 8.5692149999999998 53.18423899999999804, 8.56921840000000046 53.18427429999999845) | V6RXPVJYhu0fBcmv | Footway | 50 | 0.65 | gvhJlkViqMWHLqQS | G/4c3wPetz/4XIXp | true | 10073224 |  | 241494062805176 | V6RXPVJYhu0fBcmv | 2611239415570130
| LineString (8.56909539031332912 53.18166690562230059, 8.56905410996147054 53.18167842000529788) | Y0TnmLKp02+ZapOA | Connector | 32 | 1 | iDAq1cemXlQ9T5r+ | M13PdfM4qGS39jdi | true | 30416038 |  | 732963562011719 | Y0TnmLKp02+ZapOA | 8343616479046430
| LineString (8.57385500229720954 53.1837749664480981, 8.57367187592575952 53.18380591244849853) | tiwkKCNqZ4t5laOW | Tertiary | 25 | 1 | ISscV69ZMoK01jhj | v95EemOMLVv0azvP | true | 12712564 | Fresenbergstraße | 286567096710205 | tiwkKCNqZ4t5laOW | 4394613154595750
| LineString (8.56537499999999952 53.18298099999999806, 8.56536919999999924 53.18296209999999746, 8.56535620000000009 53.18291969999999935) | rMX+ucwGKz2GH5FU | Footway | 32 | 0.81 | S2HNdN1BjABjIoGW | NYvIvIcjNhkgYyf/ | true | 6934165 | Schifferweg | 604821083450224 | rMX+ucwGKz2GH5FU | 8343616479046430
| LineString (8.5700175999999999 53.18271690000000262, 8.56989104005475966 53.18258800452370139) | GhfvDaOfcV6ZadoQ | Residential | 40 | 1 | wLObRUfFXYwH34L6 | zooi2QKDpbf+AYHL | true | 16647629 | George-Albrecht-Straße | 138133529663086 | GhfvDaOfcV6ZadoQ | 14798583586907100
| LineString (8.57281715056632088 53.18163247153489692, 8.57282572285474309 53.18144134677390156) | J0LaksoE/2C06ZXs | Connector | 250 | 0.62 | 3G3aIiCF75aEMYj2 | g7zIKzuQL9JgKwvT | true | 2127793382072570 |  | 11065390263176 | J0LaksoE/2C06ZXs | 14205243033783600
| LineString (8.58423419999999027 53.181486900000003, 8.58435270000000017 53.18143380000000064) | d6JFteg5wWIwB4rj | Secondary | 65 | 0.67 | MO/UjmtsdPu2aQjX | GCxGXBqsMvDkStHM | true | 9879756 | Landrat-Christians-Straße | 394235081996943 | d6JFteg5wWIwB4rj | 506295486315796
| LineString (8.56847598214664963 53.18398317913329976, 8.56853579999999937 53.18415339999999958) | mOkqItZLhEHBAlsV | Residential | 50 | 0.65 | 8vXpSvNyOGvmq9Lc | qj578xSr4tXzRX3Z | true | 19353758 | Flethestraße | 240147074031818 | mOkqItZLhEHBAlsV | 2611239415570130
| LineString (8.57134365019093991 53.18207296494929892, 8.57132350862358017 53.18207457466129995) | X67gLmRk7HZzByl/ | Residential | 80 | 0.64 | JkM1/ZkcJ4v1wjKg | Zemeh8WGAefvRncy | true | 13578881 | Kapitän-Dallmann-Straße | 549313894042969 | X67gLmRk7HZzByl/ | 8519200479572930
| LineString (8.57401969999999913 53.18589649999999835, 8.57401969999999913 53.18589649999999835, 8.57407869999999939 53.18593959999999754, 8.57418013978047 53.18596423018939845) | uw/G/5u/FJqT02Gn | Residential | 40 | 0.7 | kH3AJ/R5DhqRwxn5 | cTJYgaFbMrFTuvYe | true | 13518772 | Heimstättenweg | 999918640136602 | uw/G/5u/FJqT02Gn | 14798583586907100
| LineString (8.56821388781760973 53.18323733339219928, 8.56868175998761039 53.18317800500110337) | PAs+ASy1LQy2dFq2 | Connector | 25 | 1 | eHGY9X+T2bMEWySr | AGkYxypNHuLlDdUN | true | 3195534 |  | 323388519287109 | PAs+ASy1LQy2dFq2 | 4394613154595750
| LineString (8.56460070947161967 53.1839043731714014, 8.56461115499046954 53.18402658506239788) | 2b8PcvgV/vAzxWRd | Connector | 25 | 1 | XdP3hQsc1k7imcTe | JlRemTZKsgR2amVi | true | 13613537 |  | 407034721374512 | 2b8PcvgV/vAzxWRd | 4394613154595750
| LineString (8.56537669999999984 53.18299340000000086, 8.56537499999999952 53.18298099999999806) | chDffqquB8b69fca | Steps | 32 | 0.81 | 5VN6jDhxIc6IMliV | S2HNdN1BjABjIoGW | true | 13841249 | Schifferweg | 604821083450224 | chDffqquB8b69fca | 8343616479046430
| LineString (8.56982060331812967 53.18420226564249731, 8.56970800000000033 53.18420100000000161, 8.56961792747967976 53.18419787159500345) | HzrX18k06dq6nidL | Residential | 200 | 0.62 | wbE8cGH4A23VJ8vC | TRs/TfH/QRCvenZC | true | 135552 | Fresenbergstraße | 410758206230164 | HzrX18k06dq6nidL | 8223548985685890
| LineString (8.57595762085374957 53.18259295040999746, 8.57596699999668033 53.18254982000750175) | RSBqKCqSvNc8k+DF | Connector | 25 | 1 | NR5GMd4dTWidGAB+ | r00hAVXHqOYzwUqB | true | 4838863 |  | 293980407714844 | RSBqKCqSvNc8k+DF | 4394613154595750
| LineString (8.57503631360381036 53.18703121418919721, 8.57499571490548007 53.18707395504920044) | rQGKkrJVROgdQpHD | Connector | 50 | 1 | j3Xx7KIPNmrJNcx1 | 1dDO6SzwDywK63A3 | true | 5474235 |  | 149637252807617 | rQGKkrJVROgdQpHD | 2611239415570130
| LineString (8.56797213520314926 53.18259246787619787, 8.56799489784411961 53.18265095412409948) | PclPqVnsmMT3fJBt | Residential | 65 | 0.64 | rQOFmfAaRdTqcrH2 | HwwFPnp7NWkOQX4b | true | 6681837 | Flethestraße | 361644892578125 | PclPqVnsmMT3fJBt | 506295486315796
| LineString (8.57362821452132984 53.18144899735540321, 8.57362821470661984 53.1814490239314992) | KcoXGrnH1eyjBZqq | Platform | 0 | 0 | V6liXPaRKzfMcSUP | pTGmC7X4FiJRN4jW | false | 0.0029565166 | Blumenthal/Markt | 0 | KcoXGrnH1eyjBZqq | 0
| LineString (8.5658146110505804 53.18279339049360033, 8.5659320350129704 53.18293069502310288) | QjJGFaT65y+iqND+ | Connector | 25 | 1 | X/rl5rEmCTA7MLGI | 97+yGCJJ1/8uVxyd | true | 17172401 |  | 332740211486816 | QjJGFaT65y+iqND+ | 4394613154595750
| LineString (8.56504097364502037 53.18677875141020195, 8.56513177498045941 53.18675302500280111) | cZCEcZCUQ9utPWaM | Connector | 25 | 1 | DKAHhMJ/r/XbZjtF | QoEHzcf1W5tEUEKa | true | 670856 |  | 296186771392822 | cZCEcZCUQ9utPWaM | 4394613154595750
| LineString (8.58095340000000029 53.18304650000000322, 8.58081199999999988 53.18302719999999795) | UdVu9xk5KN1eThnC | Secondary | 80 | 0.65 | kohheYegQFxe1Fyh | /ugd9fyjkMBh9H1o | true | 9690172 | Landrat-Christians-Straße | 63572091379168 | UdVu9xk5KN1eThnC | 8519200479572930
| LineString (8.56882310213523013 53.18220491292869667, 8.56882785501309918 53.18227762502500156) | rjctJdh6zKLRw+f5 | Connector | 25 | 1 | HndjWYLq1pLXvK2u | #NAME? | true | 8095186 |  | 355105895996094 | rjctJdh6zKLRw+f5 | 4394613154595750
| LineString (8.5722407662839597 53.18189368464030053, 8.57221799999999945 53.18184899999999971, 8.57217101410032001 53.1818096841396013) | 5uKYV4EBUH6/3JKP | Service | 40 | 1 | P7qmcj+s7Xkw/C6T | oqaO+gp8nU151hBI | true | 10582788 |  | 125210502624512 | 5uKYV4EBUH6/3JKP | 14798583586907100
| LineString (8.57805229305501982 53.18101283917339828, 8.57804110000000009 53.18099200000000337) | 3Y2hnzGrBvC6SCvS | Living street | 300 | 0.62 | #NAME? | B7IhDFyB1P/4Zd4U | true | 24359748 | An der Wollkämmerei | 171217752066421 | 3Y2hnzGrBvC6SCvS | 22175056343226800
| LineString (8.58132197456147061 53.18483080970570143, 8.58133010000000063 53.18476419999999649) | LsDiazX+uGlm8avK | Path | 32 | 0.81 | cLYThER2HM6tA7qR | EIof7boOJMwOqz+H | true | 74299498 |  | 581407221794361 | LsDiazX+uGlm8avK | 8343616479046430
| LineString (8.57197400087913941 53.18493761121980157, 8.57195182501662956 53.18491447000670291) | Zw9tymEneXQd5ALC | Connector | 25 | 1 | NGdY7VQlEzrlpYdL | TNfwgCpb7VZdB6VE | true | 29704163 |  | 297823009490967 | Zw9tymEneXQd5ALC | 4394613154595750
| LineString (8.56488063133664035 53.18488909221470351, 8.56490939278340946 53.18488923683280234) | iDK7L2ROvZHPqYHR | Residential | 100 | 0.63 | i9AXGBmgh4VZYouJ | 4PCg4pefE2KPT7Ez | true | 1922023 | Richard-Jung-Straße | 128950005208969 | iDK7L2ROvZHPqYHR | 14856808858803300
| LineString (8.58068830000000027 53.18406019999999756, 8.58078070000000004 53.18418450000000064) | Rx/KlfCIW/dFY4s7 | Residential | 40 | 0.75 | qeie2CVR1RvM/7YZ | XAZejvp2qXoRpw4/ | true | 15143891 | Auestraße | 118641590595245 | Rx/KlfCIW/dFY4s7 | 14798583586907100
| LineString (8.57566021272037915 53.18535672618300225, 8.57568569879692966 53.18530056118640204) | VmoDPV4F5Ci5lbi0 | Residential | 32 | 0.75 | KHTbO+1T01r3/fAD | 2TZYAw1z0/AMZhgE | true | 6476095 | Dilichplatz | 5570631980896 | VmoDPV4F5Ci5lbi0 | 8343616479046430
| LineString (8.56702518046570916 53.18405655660470188, 8.56703832498999951 53.18401012502550174) | pjl+4GdTvy9L8H3f | Connector | 25 | 1 | OTOWP8NF8JrremOF | i3UQxz7QOc35W0GV | true | 52394986 |  | 332948150634766 | pjl+4GdTvy9L8H3f | 4394613154595750
| LineString (8.56367095256666033 53.18312507150670143, 8.56371436000243058 53.18325947500419915) | wH10QlIv+IZv/Uf3 | Connector | 25 | 1 | mPFyi305FeqsDyFi | CQWqGjxQsJblXWM5 | true | 15230686 |  | 313286552429199 | wH10QlIv+IZv/Uf3 | 4394613154595750
| LineString (8.57745106504619059 53.18354247496859699, 8.57722583444254028 53.18352808660579711) | YVop/nFBy6dwytdh | Tertiary | 50 | 0.67 | #NAME? | vgDDTIiWc/EEVyXr | true | 15136154 | Fresenbergstraße | 240352562866232 | YVop/nFBy6dwytdh | 2611239415570130
| LineString (8.56724290913257036 53.18393750780320062, 8.56726518499963063 53.18385202000359868) | p1w0MyvY2DyrFR2U | Connector | 25 | 1 | LsMzG8ijzprE7758 | HysYQyZ/NjaK1ObW | true | 9626003 |  | 29525411605835 | p1w0MyvY2DyrFR2U | 4394613154595750
| LineString (8.57259981704183005 53.18238987373140247, 8.57270943501704963 53.18241432500160215) | BsVjjZY3AVCz6pE3 | Connector | 25 | 1 | 9EFakwuNUMdHLYp5 | iei8OMq3aWtQLISB | true | 7814249 |  | 401714210510254 | BsVjjZY3AVCz6pE3 | 4394613154595750
| LineString (8.57401641330183928 53.18374768979450096, 8.57386181077582066 53.18377381589650099) | 3o2VzTKPpmUJaDJb | Tertiary | 32 | 0.75 | YTwhWJ9q9sdW1svl | SgQxyaGclDuvcJgw | true | 10732465 | Fresenbergstraße | 656799101829529 | 3o2VzTKPpmUJaDJb | 8343616479046430
| LineString (8.56183189999999961 53.18265610000000265, 8.56177059999999912 53.18286129999999901, 8.5617447999999996 53.18292660000000183, 8.56175020000000053 53.18298839999999927, 8.56177459999999968 53.1830477999999971) | NWaPPW2v3OaIghnM | Secondary | 25 | 1 | 8DsHwuYOFudQf6Ex | 2C2T7nRIPbifAEDF | true | 44349327 | Weserstrandstraße | 415691871643066 | NWaPPW2v3OaIghnM | 4394613154595750
| LineString (8.56622251335297946 53.1864309616124018, 8.56621598500136017 53.1864006600033008) | IEQO1X2vJyJoNifc | Connector | 25 | 1 | uJAnACoOfwu3dsE3 | msr1cycPl7i2LgJ1 | true | 33990548 |  | 305061111450195 | IEQO1X2vJyJoNifc | 4394613154595750
| LineString (8.57275173544961078 53.18191430000739928, 8.57275489999999962 53.18190210000000206, 8.57276007200679935 53.181806551911599) | Xuc2+jQSH28jZI49 | Path | 250 | 0.62 | Ve9e6geO+2/d99z6 | iQiPdZl8gM6EuGxd | true | 12008572 |  | 109654272708511 | Xuc2+jQSH28jZI49 | 14205243033783600
| LineString (8.56652843061698022 53.1844728843679988, 8.56639193499844076 53.18447791500010169) | T9iW7LU8I28LIbNw | Connector | 25 | 1 | n2YneJYsBR8qkJi7 | 8X0WyBKbVf7+Zi+5 | true | 9138427 |  | 314731636047363 | T9iW7LU8I28LIbNw | 4394613154595750
| LineString (8.56755491353258947 53.18410506886370115, 8.5674740000000007 53.18409880000000101, 8.56745214478860007 53.1840967451085973) | QHoWlecDhMvIViF6 | Residential | 150 | 0.62 | FGmsy5D4uG/m8UB2 | JD8+2NhziX3CK+vs | true | 69301167 | Fresenbergstraße | 327089541366577 | QHoWlecDhMvIViF6 | 40530788484379904
| LineString (8.56199830000000084 53.18331529999999674, 8.56219160000000024 53.18325759999999747) | n+1EfcnPBzqZkEc0 | Secondary | 25 | 1 | D47IrPpj3zMGWUCT | R963JwJqNioMLzXc | true | 14424495 | Weserstrandstraße | 415691871643066 | n+1EfcnPBzqZkEc0 | 4394613154595750
| LineString (8.56492571984274065 53.18488931892539995, 8.56492655499996047 53.18482938500209656) | GK7E6+PvYTf64fOv | Connector | 25 | 1 | qeiQ/v9UaPeh/XN4 | gsxDb6MeAkuv0gMj | true | 6667666 |  | 278462085723877 | GK7E6+PvYTf64fOv | 4394613154595750
| LineString (8.56651060000000086 53.18257859999999937, 8.56655828073447978 53.1827593091097981) | MrlbQx6ACHSbHyG2 | Service | 25 | 1 | rVJb71EcokSr2Qwf | kZnQbi/Jb8j7v7Ne | true | 20354183 |  | 345755081176758 | MrlbQx6ACHSbHyG2 | 4394613154595750
| LineString (8.57236474741945997 53.18401108359159934, 8.57225917176747032 53.18402400095460081) | 9/rdakBCCGWIbS/k | Residential | 200 | 0.62 | 9hxHOFm7ubcguQZL | btKSM9akm67oGaw3 | true | 71999907 | Fresenbergstraße | 466028347637176 | 9/rdakBCCGWIbS/k | 8223548985685890
| LineString (8.57607959999999991 53.1792086000000026, 8.57605419999999974 53.17915320000000179, 8.57600051206373948 53.17903597859650233) | V4Nexrb7Dh4kGyka | Service | 80 | 0.81 | 6EMPDkMSZKVOtVOS | SEV5DwOP9F260t27 | true | 19917631 |  | 56810608703614 | V4Nexrb7Dh4kGyka | 8519200479572930
| LineString (8.5706002535926693 53.18212702170300332, 8.57049169621975082 53.18213332443080077) | qSETEXdRU7/q0Q++ | Residential | 50 | 0.68 | zrAsQkuT9Eq8cgMK | YTKUpZzl61/G05U0 | true | 72885084 | Kapitän-Dallmann-Straße | 254795546569824 | qSETEXdRU7/q0Q++ | 2611239415570130
| LineString (8.57348733834079013 53.18383572969170103, 8.5734873534872893 53.18383576522649747) | p19V5HIyofWeS9u5 | Platform | 0 | 0 | DEBQVWdhb3UcoH0Q | lgHRt4+1uetNX39l | false | 0.0040806364 | Fresenbergstraße | 0 | p19V5HIyofWeS9u5 | 0
| LineString (8.57137709999999942 53.18411950000000132, 8.57130165773230956 53.18404154728290223) | bv7wYz09G5Zt6YUb | Residential | 40 | 0.7 | NzfjOILns5rNckms | fT3vmPexnMUTqr6w | true | 10030903 | George-Albrecht-Straße | 141881729316723 | bv7wYz09G5Zt6YUb | 14798583586907100
| LineString (8.56830238225293073 53.18575818745279804, 8.56831049500365083 53.18580771001209939) | 0UKpMjcJykEEq/X7 | Connector | 25 | 1 | a8ZFE2qcSDcNi+yW | 39pPqrdP8nDUOzD0 | true | 5535814 |  | 285786323547363 | 0UKpMjcJykEEq/X7 | 4394613154595750
| LineString (8.5734873534872893 53.18383576522649747, 8.57338309999999915 53.18385179999999934, 8.57336046167067956 53.18385541996440224) | 80he69yn1cPG2Bbd | Tertiary | 0 | 0 | lgHRt4+1uetNX39l | LG4bW1ElFChTqpp4 | false | 875705 | Fresenbergstraße | 0 | 80he69yn1cPG2Bbd | 0
| LineString (8.57702363899863052 53.18189071169049953, 8.57702850000000083 53.18189660000000174) | 3soNHVYrV97ARc+p | Residential | 125 | 0.62 | PmegMkITV9GjOV1g | U5VQ5pw1ZODsgwN8 | true | 0.73117983 | Leverkenbarg | 162671770717623 | 3soNHVYrV97ARc+p | 25836603610611200
| LineString (8.57650143022291012 53.18582839726809652, 8.57656011997887013 53.18576539000989811) | Yj0GYqzDvMeEPN1s | Connector | 20 | 1 | fRCdO4czCMmGJNWp | mrgN7OaGoRxHPRh3 | true | 8031886 |  | 24200777053833 | Yj0GYqzDvMeEPN1s | 2442449145137490
| LineString (8.57587730000000015 53.18345850000000041, 8.57567079999999926 53.18347920000000073, 8.57546999999999926 53.1835086999999973, 8.57534361206461071 53.18352923807670152) | rYQ1GfHf0oks3uil | Tertiary | 65 | 0.66 | dfA25jiqklJQnGk3 | 2FszB5rlf/ROG80t | true | 36554195 | Fresenbergstraße | 331089420204167 | rYQ1GfHf0oks3uil | 506295486315796
| LineString (8.56541831444764057 53.18290430205080099, 8.56535620000000009 53.18291969999999935) | TLPeHbIeYrd9EVzo | Residential | 65 | 0.64 | hMbTfKXKQWTalpM4 | NYvIvIcjNhkgYyf/ | true | 4490485 | Kapitän-Dallmann-Straße | 448484342041016 | TLPeHbIeYrd9EVzo | 506295486315796
| LineString (8.56741133710283087 53.18409290823849744, 8.56750039000436914 53.18375114501409939) | SXOWkGvvm/Qkfo0H | Connector | 25 | 1 | R8ztzeHAPmHXUIw7 | 6gBWnjqZlcro0Bwp | true | 3848283 |  | 305318260192871 | SXOWkGvvm/Qkfo0H | 4394613154595750
| LineString (8.56837558034806968 53.18208366946159771, 8.56832630498501047 53.18208867000090123) | DFegHFM0tML8WsF0 | Connector | 32 | 1 | F5uA7aZGtCKMVLF4 | IN8FTrNBf8rKfWGb | true | 33396494 |  | 511164360046387 | DFegHFM0tML8WsF0 | 8343616479046430
| LineString (8.5769522473014792 53.185080436571603, 8.57691457498789056 53.18513897500920251) | rhDLhwr39PMmMTKA | Connector | 25 | 1 | yA/y1bPGb6SkGLOn | TuKOJr7yQeNqzxRN | true | 6981825 |  | 28513011932373 | rhDLhwr39PMmMTKA | 4394613154595750
| LineString (8.5751577999999995 53.18179059999999936, 8.57527356433966936 53.18177750033819962) | XUXUXi2im94aPhZT | Service | 32 | 0.81 | tGfAzxdGxWVqEXNd | mD9CU58UlUBSE309 | true | 78724513 |  | 549368833351182 | XUXUXi2im94aPhZT | 8343616479046430
| LineString (8.57142467446717937 53.18512743086149896, 8.57140126004017056 53.18510298001979919) | 3vv7B/R7kB3vTWcl | Connector | 25 | 1 | HwdymZgEjaL3Pt8m | fx67eAhXSjMqU6oA | true | 313797 |  | 291698226928711 | 3vv7B/R7kB3vTWcl | 4394613154595750
| LineString (8.5748704999999994 53.18510340000000269, 8.57486063526173048 53.18512464115020322) | 4fem1++kaTqwTm5t | Residential | 50 | 0.66 | 72Uer3y2INQGHnwS | EKFtFKUPD396HaKu | true | 24532247 | Dilichplatz | 177993135681143 | 4fem1++kaTqwTm5t | 2611239415570130
| LineString (8.5665593609195696 53.18409465839940253, 8.56651940000000067 53.18430539999999951, 8.56652006160341983 53.18435211941969953) | z9g2VIskjBrN3W37 | Service | 125 | 0.62 | 3xfug1yTUrDm/MLR | cq6GGlgCuSpQtqIt | true | 28793385 | Hootjeweg | 17931034405899 | z9g2VIskjBrN3W37 | 25836603610611200
| LineString (8.57264664366065965 53.18231411770919692, 8.57272119999998949 53.18219349999999679) | YeHfg0voINaPKJWm | Residential | 250 | 0.62 | 9sTgnDNJrFJaZIZk | Q8fK3HW2TLlq1nK9 | true | 14313454 | Mühlenstraße | 989136276256561 | YeHfg0voINaPKJWm | 14205243033783600
| LineString (8.57811943773653951 53.18113784835770019, 8.57803440999749967 53.18115433000029668) | bN0q8+QaRkoJnVSy | Connector | 20 | 1 | 0hrXfbHd+yjdn8WX | scnzm5tJcHIHbXjp | true | 5970873 |  | 240174560546875 | bN0q8+QaRkoJnVSy | 2442449145137490
| LineString (8.57777941119326925 53.17770594711630139, 8.57775647530169927 53.17765054036470218) | hmkJD1psC/7Sg7EC | Connector | 50 | 1 | nC7H0D6037vynS0X | 6hsc1s7WE6fU+NDx | true | 6351548 |  | 21181575012207 | hmkJD1psC/7Sg7EC | 2611239415570130
| LineString (8.56848489654342949 53.18574739940279983, 8.56833639027114025 53.18575617732930283) | 4mICUr4Eqg/8FpOV | Residential | 50 | 0.66 | hGCD7dEo2fVmYA6D | njEgqHOy/LhF7hj5 | true | 9971517 | Küferstraße | 21599948558805 | 4mICUr4Eqg/8FpOV | 2611239415570130
| LineString (8.57253200000000071 53.18474470000000309, 8.57241994627806925 53.18478343521169904) | KTjs2dLypJbfq9QG | Residential | 65 | 0.64 | rNFS5PAyjPLleLk6 | laP8z5ewNsXQAyXz | true | 8639296 | Küferstraße | 375645874023438 | KTjs2dLypJbfq9QG | 506295486315796
| LineString (8.57094105413479923 53.18210513971470021, 8.57086980220929995 53.18211083389579841) | HnH+09BvwRK3j8lK | Residential | 65 | 0.66 | 92zaCvGZISwKZcpD | Sa9G2PNty5gLTdmA | true | 4803598 | Kapitän-Dallmann-Straße | 365589133644104 | HnH+09BvwRK3j8lK | 506295486315796
| LineString (8.56590585607190036 53.18394375068299951, 8.56591725999868991 53.18389425500770074) | SKVNYXK+EFnVqeHK | Connector | 25 | 1 | U2m79SpNTKXhwnV9 | W7799mXde0JboTLc | true | 55587 |  | 302883548736572 | SKVNYXK+EFnVqeHK | 4394613154595750
| LineString (8.57527356433966936 53.18177750033819962, 8.57528040000000047 53.18179930000000155, 8.57532959999999989 53.18179549999999978) | ymVvmoEwpEj29FGe | Steps | 25 | 1 | mD9CU58UlUBSE309 | MpifPOc5khmx4i+o | true | 57828226 |  | 370703811645508 | ymVvmoEwpEj29FGe | 4394613154595750
| LineString (8.56942531610206082 53.18114940750370323, 8.56953280005173035 53.18140193503140267) | qQcbdwG1deb58BuH | Connector | 32 | 1 | K1JxoyKTpy2usRq7 | 3ndBW7B7Id21NT8b | true | 28996548 |  | 611113967895508 | qQcbdwG1deb58BuH | 8343616479046430
| LineString (8.57220976262311929 53.18310870939370005, 8.57182320000000075 53.18314089999999794, 8.57175078942040081 53.18313092955850152) | dekJhgEKTLoN7OM+ | Footway | 65 | 0.67 | 2LiOEZdnONPpiRgi | #NAME? | true | 31044214 |  | 499103855457332 | dekJhgEKTLoN7OM+ | 506295486315796
| LineString (8.56537270029816966 53.18592452754860034, 8.56533880793669944 53.18592620074110044) | dXLaKMbj9HvOBsJg | Residential | 80 | 0.63 | il1+CabBKnEGobIx | 5t6uKRBHTHZE/tvu | true | 22724056 | Küferstraße | 767084249954205 | dXLaKMbj9HvOBsJg | 8519200479572930
| LineString (8.57241029999999959 53.18711160000000149, 8.57245520000000027 53.18701399999999779) | kaeVh8qojetI8+41 | Tertiary | 0 | 0 | 11LJ6ZkzJJx+IjfP | 3ZrSJYE/EshcmRIC | false | 11264545 | Mühlenstraße | 0 | kaeVh8qojetI8+41 | 0
| LineString (8.5767357999999998 53.181623799999997, 8.57666103500880972 53.18165694500670071) | JrmhpW7swWOjpl0t | Connector | 32 | 1 | qUwIdxIKpIl5VenQ | Q8ou8e/Er1h1Obwa | true | 6209719 |  | 6709033203125 | JrmhpW7swWOjpl0t | 8343616479046430
| LineString (8.5826948999999999 53.18047140000000184, 8.58256519999999945 53.18036239999999992) | W84Q9iwva8pNAAKm | Unclassified | 0 | 0 | COuALUNSFavgL7ac | wiffUQqUAjACqX7B | false | 14905356 | Zur Westpier | 0 | W84Q9iwva8pNAAKm | 0
| LineString (8.56825549430535993 53.18335573535320293, 8.56826057133475061 53.18337018330060317) | +SjVd/dU/6UiYYQC | Residential | 32 | 0.75 | 6xuD52DBCF06KdSZ | M7XmKS6OIaZQgBgi | true | 16427001 | Flethestraße | 639487738609314 | +SjVd/dU/6UiYYQC | 8343616479046430
| LineString (8.56780352651164989 53.18578778509409943, 8.5678118100080205 53.18583799002610135) | VtzEjbgBM21R0Foo | Connector | 25 | 1 | s+KCwtTl5PFwVneQ | Ljx7FCicP+/87PvN | true | 5612479 |  | 312229900360107 | VtzEjbgBM21R0Foo | 4394613154595750
| LineString (8.57716029999999918 53.1835238999999973, 8.57694885395122064 53.18350860779219857) | gFaTKfbneNJiXyLS | Tertiary | 65 | 0.66 | cYwDplOIM3cX2e3F | WtE2temdBTfPKcDU | true | 1423216 | Fresenbergstraße | 39809263938904 | gFaTKfbneNJiXyLS | 506295486315796
| LineString (8.56630130120126942 53.18587719566890115, 8.56629389500226068 53.18582508000920228) | GjqdBoY7O+lu0hHe | Connector | 25 | 1 | EX1pIkAJVKK93wvz | hc/qgtf1y72oE2Ag | true | 58187637 |  | 293264389038086 | GjqdBoY7O+lu0hHe | 4394613154595750
| LineString (8.57399315661816175 53.18144659776793048, 8.57407686457135121 53.18144592974866214) | ZmUCv2UFpLOyio++ | Secondary | 250 | 0.62 | 70zmxNJhu06Bn6fa | obfFXrO8RdAnG6jG | true | 5596824782237900 | Landrat-Christians-Straße | 126928907527542 | ZmUCv2UFpLOyio++ | 14205243033783600
| LineString (8.58919278173686962 53.1799563956213035, 8.58953400000000045 53.17991200000000163) | HV8wzTk1s3VHGa+B | Secondary | 65 | 0.68 | G1xDgtU7/oixVvW6 | xWMDPxsvOAJKvnG6 | true | 2333287 | Landrat-Christians-Straße | 377164780502324 | HV8wzTk1s3VHGa+B | 506295486315796
| LineString (8.57680870000000084 53.18147179999999707, 8.57679620000000043 53.18159839999999861, 8.57680990000000065 53.18163179999999812) | bMc4xp1bopJUDEMP | Residential | 125 | 0.62 | 8pEBRiwu+8K+t/Nd | /nBz4lFNDCjUN3kx | true | 17935293 | Leverkenbarg | 168810852283479 | bMc4xp1bopJUDEMP | 25836603610611200
| LineString (8.57941006686604979 53.18258619379889751, 8.57950089999999932 53.18269300000000044) | bnfWnRy2Ad2WsWu6 | Secondary | 65 | 0.67 | 7hGuCQ0SQYTTlEek | ttKy1otNFpzwB3BD | true | 13342551 | Landrat-Christians-Straße | 307116014099098 | bnfWnRy2Ad2WsWu6 | 506295486315796
| LineString (8.56264700000000012 53.18324439999999953, 8.56258859999999977 53.18328819999999979, 8.56224409999999914 53.1833305999999979) | NOzPr/CEprJJGkUl | Path | 25 | 1 | 493+2m8RrdP19J+k | wXmTY0iCwbPXQ3+l | true | 29742804 | Kapitän-Dallmann-Straße | 415691871643066 | NOzPr/CEprJJGkUl | 4394613154595750
| LineString (8.5649625849290203 53.18389930005090349, 8.56496258499450036 53.18394077503229767) | HSwbNiPChTggZcmW | Connector | 25 | 1 | jnZy2MmQvPMJrfao | bddrVapOEHN0Qa1M | true | 4613941 |  | 2884596824646 | HSwbNiPChTggZcmW | 4394613154595750
| LineString (8.57661129999999083 53.18146670000000142, 8.57680870000000084 53.18147179999999707) | fDJLMfi3y9aRrS6X | Secondary | 300 | 0.62 | 1DJWmq3QPhbtsKSi | 8pEBRiwu+8K+t/Nd | true | 132043 | Landrat-Christians-Straße | 151500380762482 | fDJLMfi3y9aRrS6X | 22175056343226800
| LineString (8.57804110000000009 53.18099200000000337, 8.5779595999999998 53.18084029999999984) | 8NzgLas3RMmKyNns | Living street | 300 | 0.62 | B7IhDFyB1P/4Zd4U | wgYr3OJnPvRV143y | true | 17733227 | An der Wollkämmerei | 171217752066421 | 8NzgLas3RMmKyNns | 22175056343226800
| LineString (8.57617743970024016 53.1843801470971016, 8.57620981997193965 53.18432436002250085) | 4Ff4DR+ul94OtmJN | Connector | 25 | 1 | MpVA/uo0g+CbuVww | AO9wPrnOVUDdBSzT | true | 65725045 |  | 296286392211914 | 4Ff4DR+ul94OtmJN | 4394613154595750
| LineString (8.57717760000000062 53.18149480000000295, 8.57738780000000034 53.18151890000000037, 8.57747395735303009 53.18153088714449694) | 3yoUFlovmujfNaPK | Secondary | 300 | 0.62 | +zQfMB+1BmxGX2J1 | ekwTnAE3R5afqeTV | true | 20211298 | Landrat-Christians-Straße | 169471153335953 | 3yoUFlovmujfNaPK | 22175056343226800
| LineString (8.56593237319649958 53.18489970841969949, 8.56593603499934986 53.18482098500479793) | qywsvNlDJblH4SN+ | Connector | 25 | 1 | 3hGlmp6JzHsuMH/O | Mnrb6BXKYYa+k5Ho | true | 8761113 |  | 284501876831055 | qywsvNlDJblH4SN+ | 4394613154595750
| LineString (8.57336046167067956 53.18385541996440224, 8.57329711000154049 53.18371246000199903) | D5vIUFcHei8O9BGF | Connector | 25 | 1 | LG4bW1ElFChTqpp4 | oOjZRlfJME0af3Bo | true | 164576 |  | 436517562866211 | D5vIUFcHei8O9BGF | 4394613154595750
| LineString (8.56622251335297946 53.1864309616124018, 8.56626190000000065 53.1864278999999982, 8.56640600000000063 53.18647130000000089) | aCzCTCtCeqGZ4WQ6 | Living street | 40 | 0.68 | uJAnACoOfwu3dsE3 | f1xQHqflW0sp8p0C | true | 13425455 | Kutterweg | 129157433853135 | aCzCTCtCeqGZ4WQ6 | 14798583586907100
| LineString (8.57880566342529072 53.1828312753014032, 8.57879979499709933 53.18287959501810036) | zJPJyn7XlN7kokRY | Connector | 25 | 1 | DwqDSnCzmZly/Ezp | QVMA9gLCCQlYR2jF | true | 5389675 |  | 305163707733154 | zJPJyn7XlN7kokRY | 4394613154595750
| LineString (8.56925527991496061 53.18187376693710178, 8.56949769999999944 53.18218739999999656) | 5PfXDWDO0n2DPjlB | Residential | 40 | 0.75 | C0umMMFz79uW80R8 | 5HDDCbMR7o3PFm+y | true | 38468254 | Emmalene-Bulling-Straße | 118975213050842 | 5PfXDWDO0n2DPjlB | 14798583586907100
| LineString (8.5716615201585693 53.18362504145719782, 8.57171050000000001 53.18368269999999853, 8.57182088408026921 53.18395070722559836) | oW8u34U1YkpmlROv | Service | 40 | 1 | WCfY02OAHSEa+p+Y | oTMpLUlWbkCa9NxH | true | 3791493 |  | 110973594665527 | oW8u34U1YkpmlROv | 14798583586907100
| LineString (8.56848489654342949 53.18574739940279983, 8.56849301000436014 53.18579692501349854) | UU4Qx96k6MteRcdv | Connector | 25 | 1 | hGCD7dEo2fVmYA6D | cRrbyH74uT2QGkj9 | true | 55361567 |  | 304380321502686 | UU4Qx96k6MteRcdv | 4394613154595750
| LineString (8.5761883000000001 53.18645180000000039, 8.57629058699884972 53.1863366089113967) | DZZgmxx7dzRyEN9K | Residential | 65 | 0.66 | Z8hHahycnbOBJ1lE | #NAME? | true | 14523455 | Wigmodistraße | 365843357162492 | DZZgmxx7dzRyEN9K | 506295486315796
| LineString (8.57271043614498929 53.18459174702120151, 8.57251429999999992 53.18459289999999839) | SRwsiCgKI8S9c0n/ | Service | 25 | 1 | KX8UbWagSDyrW18t | C11SQBuQgviKpPSJ | true | 13107321 |  | 425014381408691 | SRwsiCgKI8S9c0n/ | 4394613154595750
| LineString (8.56868429999999925 53.18138069999999828, 8.56882949999999965 53.18131720000000229) | U7o4EIhy4noSaQ+2 | Secondary | 100 | 0.63 | pdS1T8WEgKDXjrn4 | 14UwV+UML4VBFUR9 | true | 12002617 | Weserstrandstraße | 885035816345215 | U7o4EIhy4noSaQ+2 | 14856808858803300
| LineString (8.57484646986925014 53.18470137577750023, 8.57483288059357918 53.18469897569840299) | oO1z2zW1xcTaeH/K | Residential | 65 | 0.64 | AFZ0gljFO5ZNhPPh | P4fELVOfz6r8jwrb | true | 0.9465322 | Allmersstraße | 311668513183598 | oO1z2zW1xcTaeH/K | 506295486315796
| LineString (8.57388692725793078 53.18525955858189747, 8.57390345999828085 53.18518773500439778) | SeWQoFqDYVkNNdP5 | Connector | 25 | 1 | HAMl5YSP+71zbcjh | lRGqNi4lKAAfl35T | true | 8066127 |  | 261962051391602 | SeWQoFqDYVkNNdP5 | 4394613154595750
| LineString (8.57386181077582066 53.18377381589650099, 8.57385500229720954 53.1837749664480981) | /DRAZKYhx4XdQkHa | Tertiary | 32 | 0.81 | SgQxyaGclDuvcJgw | ISscV69ZMoK01jhj | true | 0.47264242 | Fresenbergstraße | 463143850708148 | /DRAZKYhx4XdQkHa | 8343616479046430
| LineString (8.56444396318816992 53.18518140554459706, 8.56449966437356913 53.18546507345180174) | 7E3gvWAwDsfhxDfk | Residential | 100 | 0.63 | NbX/QvDWKE1hQS5b | uA0jJCW+VkjnNhrK | true | 31775787 | Besanstraße | 119012491928099 | 7E3gvWAwDsfhxDfk | 14856808858803300
| LineString (8.57890109955178914 53.18369244264039963, 8.5787768400411597 53.18367220500380199) | okcJcy2HeQ5akMzT | Connector | 32 | 1 | LeD/LAHrQc14hTek | #NAME? | true | 86035385 |  | 509644889831543 | okcJcy2HeQ5akMzT | 8343616479046430
| LineString (8.56837558034806968 53.18208366946159771, 8.56836239999999982 53.18203679999999878, 8.56817030000000024 53.18157699999999721, 8.56815570000000015 53.18154839999999695) | 4wjujNYc3YNTzBcW | Residential | 80 | 0.63 | F5uA7aZGtCKMVLF4 | TZonfR1tpXArS+hL | true | 61353283 | Zum Donaufleet | 593589157161713 | 4wjujNYc3YNTzBcW | 8519200479572930
| LineString (8.5645688555074706 53.18376980991089908, 8.56456981842226917 53.1837956538244967) | F9lRsvbOI8sWiEss | Residential | 80 | 0.63 | ISno3nojsmvtvYIP | 3vLT16FoF9IXxc0E | true | 28757615 | Kleine Straße | 851329204959869 | F9lRsvbOI8sWiEss | 8519200479572930
| LineString (8.57430202552115972 53.18369943430089819, 8.57429980000000036 53.18369979999999941, 8.57408759180128932 53.18373566134400221) | 9ITEZNWK5UJqtnOx | Tertiary | 40 | 0.7 | xTzRkLfTdmOResOz | Ji/abe5/ejEWLNmE | true | 14885651 | Fresenbergstraße | 10226344203949 | 9ITEZNWK5UJqtnOx | 14798583586907100
| LineString (8.57549900000000065 53.18718350000000328, 8.57576369999999955 53.18691230000000303) | eYu/FQ28rmgDI1Mi | Residential | 50 | 0.8317240013098871 | 9/i/CeUwcWHeOfZx | 6l3BOwRrSlrJExwl | true | 34972485 | Wigmodistraße | 149637252807617 | eYu/FQ28rmgDI1Mi | 2611239415570130
| LineString (8.57680350000000047 53.17775009999999725, 8.57552289999999928 53.17820499999999839) | zjbOaQxUpYF/Gdaf | Service | 0 | 0 | ui7QzmFy+NiAfWwY | DiYZe79MQRNUEyHo | false | 9943017 |  | 0 | zjbOaQxUpYF/Gdaf | 0
| LineString (8.56621610000000011 53.1832611999999969, 8.56639269999999975 53.18318250000000091, 8.56651360732464973 53.18316945690889952) | 3gx0gTbocCa58FRI | Living street | 25 | 1 | qbHJviaFHYJIc4Ng | CuGjvTI/stM/ZMnH | true | 22903606 | Flethepad | 295752258300781 | 3gx0gTbocCa58FRI | 4394613154595750
| LineString (8.56788889236917939 53.18237858265130313, 8.56797213520314926 53.18259246787619787) | ThJPLkVPc1lgtiHf | Residential | 65 | 0.64 | RTTgex6qg5ftSp4H | rQOFmfAaRdTqcrH2 | true | 24435589 | Flethestraße | 380596834716797 | ThJPLkVPc1lgtiHf | 506295486315796
| LineString (8.56412730000000089 53.1827810999999997, 8.56434469999999948 53.18272569999999888) | GMKG3TA0tCyJCRb5 | Secondary | 0 | 0 | BsW8DBluZvc5SXQe | xbsi1fO89MOLWRzb | false | 15781434 | Weserstrandstraße | 0 | GMKG3TA0tCyJCRb5 | 0
| LineString (8.57748980103442982 53.18253994166560261, 8.57760967500352933 53.18253201500029803) | 3w3fYzKohPEJRDEw | Connector | 20 | 1 | to7Iph0jr5kiL6gv | h+dmjexP+mcC/Pwt | true | 8059282 |  | 241792659759521 | 3w3fYzKohPEJRDEw | 2442449145137490
| LineString (8.57270439999999923 53.1862591000000009, 8.5727007000000004 53.1860779000000008, 8.57269780000000026 53.18604059999999834) | KLdk3gmvNyQhsU4d | Tertiary | 50 | 0.67 | Mx60Wk0B6kN+hLZT | WlIsBz9EdiEx3RV6 | true | 2431337 | Mühlenstraße | 237047116394038 | KLdk3gmvNyQhsU4d | 2611239415570130
| LineString (8.57704304590932054 53.18268760826079955, 8.57692814391823966 53.1826730467756974) | 9M7gMPy5SNgQLNmS | Residential | 50 | 0.62 | PR2b5WJjA4PKjIyA | CJHoCm1XlV9ts8yW | true | 78476157 | Lüder-Clüver-Straße | 254218547210703 | 9M7gMPy5SNgQLNmS | 2611239415570130
| LineString (8.57417636325813959 53.18229322948160132, 8.57414359999999931 53.18228440000000035, 8.57406865666584928 53.18227014790200258) | 8Wmc4iHfadXncH9U | Residential | 40 | 0.68 | FhqCAfY10Sgh403n | Uqt74WwQF3xsyhz7 | true | 7653025 | Lüder-Clüver-Straße | 136653798065186 | 8Wmc4iHfadXncH9U | 14798583586907100
| LineString (8.57687068872218994 53.18572442915979792, 8.57693221081454915 53.18567888197709692) | 8e8+hcTcHXXfn4Z9 | Residential | 100 | 0.63 | hxPGqiIjPcwWqrpf | roX5svhpTsu3A9Kb | true | 6524951 | Wigmodistraße | 112274806503294 | 8e8+hcTcHXXfn4Z9 | 14856808858803300
| LineString (8.57167535251833002 53.18504081505759729, 8.57142467446717937 53.18512743086149896) | jKhzdLdj5XXppGeJ | Residential | 50 | 0.65 | l5wck2J2nbx8KmbF | HwdymZgEjaL3Pt8m | true | 19324867 | Küferstraße | 231249119186425 | jKhzdLdj5XXppGeJ | 2611239415570130
| LineString (8.57227687901304058 53.18512576770349654, 8.57227229999999984 53.18512470000000292, 8.5722246999999907 53.18511879999999792) | zIIXy+5sdoQtm9TI | Service | 40 | 1 | IA0mvtJJ56S2ZNhU | J+qua4XqO4XQsx4n | true | 35760496 |  | 886128005981445 | zIIXy+5sdoQtm9TI | 14798583586907100
| LineString (8.57554035766091971 53.18522445723459668, 8.57536697061422082 53.18519312300959712) | SmjovYyf2D9lGDGu | Residential | 40 | 0.68 | hC1Rwa62AnkDm2SB | Fi/8PXYG8wchqJen | true | 12099337 | Dilichplatz | 105768872451794 | SmjovYyf2D9lGDGu | 14798583586907100
| LineString (8.56323513949575954 53.18395874761390019, 8.56357659999999932 53.18424279999999982) | sPkRxZj1iMjLd0KQ | Service | 0 | 0 | VdW5VH0H4D3vcNp6 | Xgfm1Ii4dtMX+grQ | false | 38977135 | Bahrsweg | 0 | sPkRxZj1iMjLd0KQ | 0
| LineString (8.57944854928052081 53.18521399914150294, 8.57944250000000075 53.18525600000000253, 8.57942530000000048 53.18528729999999882, 8.57935969999999948 53.18529130000000293, 8.57922908358125014 53.18527887301620183) | L11Q+P9xMRWTOB1d | Service | 40 | 0.75 | /vsX9ZSISIhBlk9E | WE6NhmsfGTco/qRN | true | 21599869 |  | 841287117004395 | L11Q+P9xMRWTOB1d | 14798583586907100
| LineString (8.56653969999999987 53.18490990000000096, 8.56654735876382034 53.1849101164074014) | UamR5Al9ianyTA1C | Residential | 40 | 0.67 | rxOmaSdYnj1xK2hL | IVxbHJc2OYOP9Eb1 | true | 0.5123551 | Richard-Jung-Straße | 119939438743591 | UamR5Al9ianyTA1C | 14798583586907100
| LineString (8.56682690000000058 53.18196789999999652, 8.56686009999999953 53.18200879999999842, 8.56686949999999925 53.1820202999999978, 8.56702421816074988 53.18219715557739846) | KBElW7qkXK0Yaz1q | Footway | 0 | 0 | Nn6Kb+KZvNC/28uR | u5Df/6y79mvuODQ/ | false | 28713318 |  | 0 | KBElW7qkXK0Yaz1q | 0
| LineString (8.5743995232081005 53.18252142719519782, 8.57440605503085074 53.1825224500036029) | 1bWktrjyigiCpxra | Connector | 25 | 1 | pTgQh56Qh8no/3rM | /QPKIwD6VqgjSs0F | true | 0.45109275 |  | 295428905487061 | 1bWktrjyigiCpxra | 4394613154595750
| LineString (8.56802274890170068 53.18507701903539697, 8.56829869999999971 53.18507360000000261, 8.56845594003724997 53.18507130262420191) | #NAME? | Residential | 32 | 0.75 | 7KUL0AjVw7qS8Gg7 | Ccjxeo7S5CcXxbL+ | true | 28954477 | Richard-Jung-Straße | 731691198348999 | #NAME? | 8343616479046430
| LineString (8.58989955313472997 53.17974054005009776, 8.5899599999999996 53.1798525999999967) | i4pm+zNyHZLKKhkm | Service | 65 | 0.72 | ck8k6s3tLZNkVRFW | rT+5Fa0G+xahndBj | true | 13104462 |  | 314880203704815 | i4pm+zNyHZLKKhkm | 506295486315796
| LineString (8.56499246123047087 53.18297804231490034, 8.56483799999999995 53.18299739999999787, 8.56467772500604063 53.18301420054370254) | QHCoUj7Su2SRfrQ+ | Residential | 80 | 0.64 | u84CVeuXtNUw14hc | /UE4ri0+DVeXRO0w | true | 21416956 | Kapitän-Dallmann-Straße | 557075656738281 | QHCoUj7Su2SRfrQ+ | 8519200479572930
| LineString (8.57039631590190076 53.18213886202929785, 8.57020926947797967 53.18214972136029672) | TSCc5WF24DRe/0Ok | Residential | 50 | 0.72 | A2U4QsHU4+Lq1J0A | LMR5YPen7Ld4iWUZ | true | 12558231 | Kapitän-Dallmann-Straße | 192031020812988 | TSCc5WF24DRe/0Ok | 2611239415570130
| LineString (8.56682846372459039 53.18403646163559984, 8.56675957395981058 53.18402942434089908) | 9tUoAm98i6HIai63 | Residential | 150 | 0.62 | Urms6QGPq335pe2P | L/25EnzOPPMPGm7B | true | 4669675 | Fresenbergstraße | 311665331863403 | 9tUoAm98i6HIai63 | 40530788484379904
| LineString (8.56934092792769952 53.18443544088530217, 8.56942639999999933 53.18454719999999725, 8.56945220000000063 53.18460720000000208, 8.56945559999999951 53.18467330000000004, 8.56945009999999918 53.18476210000000037, 8.56945919718356919 53.18489898372170188) | Bt3t8AgSHVdhH4W2 | Footway | 50 | 0.66 | hfoaHvK1uFSRV/dR | YMTPrmRUa7UEaS6X | true | 530582 |  | 199481684188843 | Bt3t8AgSHVdhH4W2 | 2611239415570130
| LineString (8.58081199999999988 53.18302719999999795, 8.5802349729513594 53.18299535612800355) | 2inAMdbI9rn5dyj8 | Secondary | 80 | 0.65 | /ugd9fyjkMBh9H1o | Z/CJ3F4CaxF/62rK | true | 3872331 | Landrat-Christians-Straße | 63572091379168 | 2inAMdbI9rn5dyj8 | 8519200479572930
| LineString (8.57376492306632088 53.1831043617864978, 8.5738368440631394 53.18310231394949739) | UVPTkbGZ7sUIeo2S | Residential | 50 | 0.62 | HJJtEh4wfZZXnXa2 | 6emOjIOBY79X8jcG | true | 48116446 | Eichsfelder Straße | 237722282676697 | UVPTkbGZ7sUIeo2S | 2611239415570130
| LineString (8.57536916698089691 53.18145652170490933, 8.57557629205773075 53.18145822000929712) | OXgfR/apf8dPyb+z | Secondary | 300 | 0.62 | I6dw9lf17npjGTCb | uzq2L6TX6s81g1Bb | true | 13848721789009300 | Landrat-Christians-Straße | 149534704020691 | OXgfR/apf8dPyb+z | 22175056343226800
| LineString (8.57264664366065965 53.18231411770919692, 8.57255883001275087 53.18229453000139983) | uWXRDlgXBNNSxUta | Connector | 25 | 1 | 9sTgnDNJrFJaZIZk | 3e4LlwrwMLePc8+A | true | 62599173 |  | 296065235137939 | uWXRDlgXBNNSxUta | 4394613154595750
| LineString (8.56832368356534069 53.18354978399400323, 8.56835475548400005 53.1836382058843995) | a/g3CXwiUJVmvVG5 | Residential | 40 | 0.67 | 4YU7ie/N532FgFrc | 3ZqfztVvxdMEPVdc | true | 10053379 | Flethestraße | 13437261695863 | a/g3CXwiUJVmvVG5 | 14798583586907100
| LineString (8.56704852795389016 53.18311551568370277, 8.56709610000068977 53.18326742500249793) | H5iT0zHnp4JiOiPe | Connector | 25 | 1 | ZyeuOQm70Omt4Gca | Sd885Iv67otg+vby | true | 17195778 |  | 298659896850586 | H5iT0zHnp4JiOiPe | 4394613154595750
| LineString (8.57523129050943922 53.18476919942619929, 8.57505950000000006 53.18473900000000043) | TDzyNQWH7AmJ4imo | Residential | 65 | 0.65 | hMD2MPlzraTjsSjM | TMh8yAtT/3reP9l6 | true | 1196126 | Allmersstraße | 283547151565552 | TDzyNQWH7AmJ4imo | 506295486315796
| LineString (8.5656145303033604 53.18591240746069815, 8.5655190999999995 53.18591729999999984, 8.56546811246439077 53.18591981720410189) | S8KlaHFMAAjPPSV6 | Residential | 80 | 0.63 | FTiICaIZvG/Khpc0 | O+AKdTeglW/G2PxI | true | 9818669 | Küferstraße | 736555241203285 | S8KlaHFMAAjPPSV6 | 8519200479572930
| LineString (8.56399680297396948 53.18405546693030317, 8.56396920000000073 53.18406540000000149, 8.56391469999999977 53.18409350000000302, 8.56390765507294915 53.18409984043859851) | e2DqRC/wHK8wgx4N | Residential | 32 | 0.81 | cAdCj5Pg3v5FELGk | W4N72ndVGMLZ1kUT | true | 77978544 | Fresenbergstraße | 648063296699547 | e2DqRC/wHK8wgx4N | 8343616479046430
| LineString (8.56853733839180087 53.18574429961859806, 8.56852783500674953 53.18568629002029979) | M+3IaDo87COxXEG0 | Connector | 32 | 1 | byWcn3S9HTMaD08M | 3zEViNy58tULQTqM | true | 64845285 |  | 571330528259277 | M+3IaDo87COxXEG0 | 8343616479046430
| LineString (8.57033643651563004 53.18119388777849821, 8.57040056465267952 53.18119997608069838) | YpZ6etFIrjrHt3X3 | Secondary | 100 | 0.63 | MXdZnRvXqrBPJW8g | G78O69Q7aACYGU9k | true | 4338857 | Weserstrandstraße | 103736979663849 | YpZ6etFIrjrHt3X3 | 14856808858803300
| LineString (8.56725492368708075 53.1830921918620021, 8.56729728500205923 53.18322746000300327) | fFGimq2IXSgKDZbV | Connector | 25 | 1 | Cg0xNYx7IsMAesL8 | 4YN4K3iuwbNOagb1 | true | 15312044 |  | 295181751251221 | fFGimq2IXSgKDZbV | 4394613154595750
| LineString (8.56788271657308087 53.18236271439339902, 8.5677809999915393 53.18237700000059931) | cL1tovIXky5C+NXl | Connector | 25 | 1 | b/JPcx9pMw97sl1U | /1IXEIz0U4nyLl2l | true | 6980813 |  | 316856002807617 | cL1tovIXky5C+NXl | 4394613154595750
| LineString (8.57524666087060083 53.1825264861513034, 8.57514662484313028 53.18251370851370297) | 5BUi4wuW4i7qewK4 | Residential | 65 | 0.64 | eU1LULtB7tvnePhK | eDrF1jfFtpnBa8YI | true | 68346276 | Lüder-Clüver-Straße | 433546166992188 | 5BUi4wuW4i7qewK4 | 506295486315796
| LineString (8.56682400095055918 53.18584741621909728, 8.56683229500482923 53.18589510501490025) | 5B3v0Z18dDapQO+f | Connector | 25 | 1 | yVRNsJIMueZMXwtZ | ncU2D/vqia3S8Exm | true | 5334078 |  | 295976085662842 | 5B3v0Z18dDapQO+f | 4394613154595750
| LineString (8.57685835819614972 53.1850586350775032, 8.57682086498796004 53.1851168950092017) | 1vinbKS0t1NMKR/B | Connector | 25 | 1 | i4cj98IHa10IKKwi | M51lcNv0kfbVz2ib | true | 69486113 |  | 285132465362549 | 1vinbKS0t1NMKR/B | 4394613154595750
| LineString (8.57146852270991921 53.18130540497529779, 8.57144848996074948 53.18137356501129887) | n85IXn1EwxRfvmff | Connector | 32 | 1 | RhM0aNJo93XAPCeo | 6/4e4qTCOTOJeexY | true | 76998315 |  | 536690444946289 | n85IXn1EwxRfvmff | 8343616479046430
| LineString (8.57851572647152949 53.18282059932599992, 8.57850532500076923 53.18292312502259733) | gJ7EgIEsaxLiYimT | Connector | 25 | 1 | ouUnDmPnjm75oLaR | H5ITLJMo2jWvLmW1 | true | 11426764 |  | 323181304931641 | gJ7EgIEsaxLiYimT | 4394613154595750
| LineString (8.57020926947797967 53.18214972136029672, 8.5696033000000007 53.18218490000000287) | 2pKyT75mHKeKxoio | Residential | 40 | 0.75 | LMR5YPen7Ld4iWUZ | 1GOdoM69oT5bpeXp | true | 40684536 | Kapitän-Dallmann-Straße | 118225213050842 | 2pKyT75mHKeKxoio | 14798583586907100
| LineString (8.56725492368708075 53.1830921918620021, 8.56726901886839975 53.18309059901719849) | cTrCTLdNwicl8BH6 | Living street | 40 | 0.68 | Cg0xNYx7IsMAesL8 | NyW2mlVM3OJHtyzr | true | 0.95845854 | Flethepad | 140651882324219 | cTrCTLdNwicl8BH6 | 14798583586907100
| LineString (8.57326665234105079 53.18522850275930125, 8.57326569499971924 53.18530029000449844) | 2l8frEJ/0rXzSC1S | Connector | 20 | 1 | 88kPjijEuoBVbU1o | wdhZgBnrnG35h7To | true | 79863253 |  | 241381340026855 | 2l8frEJ/0rXzSC1S | 2442449145137490
| LineString (8.56995666222105079 53.18420379477979765, 8.56995871000211018 53.18413804501160058) | PSmrVEmnE8UexD5G | Connector | 25 | 1 | Ml9gMiC5ACKt8WZF | jLGZmyx7FIe3klJJ | true | 73157015 |  | 31061616897583 | PSmrVEmnE8UexD5G | 4394613154595750
| LineString (8.56821388781760973 53.18323733339219928, 8.56823495583149963 53.18329728792679845) | 687ZtcUGHRlgJ5lN | Residential | 0 | 0 | eHGY9X+T2bMEWySr | iYgQ4hFuIbPjdbXs | false | 6816699 | Flethestraße | 0 | 687ZtcUGHRlgJ5lN | 0
| LineString (8.57491851441080044 53.18248457154410147, 8.57486348345265981 53.18247754226619861) | uOEmSABm8fS/7/sY | Residential | 65 | 0.65 | i5pe7wvX5QiaUn82 | 6WGUGt7Rb+vec3o6 | true | 37598133 | Lüder-Clüver-Straße | 32594975938797 | uOEmSABm8fS/7/sY | 506295486315796
| LineString (8.56408530000000034 53.18438890000000185, 8.56417328830906044 53.1844832190847967) | v39U8FDKVfNp1ulg | Residential | 25 | 1 | 2EGi2UnYpN+8czpf | dR4xlzLtx1iDUITt | true | 12027795 | Besanstraße | 341010131835938 | v39U8FDKVfNp1ulg | 4394613154595750
| LineString (8.56631668593981921 53.18587640682390116, 8.56630130120126942 53.18587719566890115) | 8YjJlEwB7Tz+MlvK | Residential | 80 | 0.63 | /3QDuPDXyCQ06o1o | EX1pIkAJVKK93wvz | true | 10317852 | Küferstraße | 602242415428162 | 8YjJlEwB7Tz+MlvK | 8519200479572930
| LineString (8.57469656264098212 53.18144833947039984, 8.57483037290568006 53.18145027437606132) | YER8ytmIQUgfydCW | Secondary | 250 | 0.62 | IT59UCps8j937XJC | KG9iQAJDgSCkLUBe | true | 8948533081223000 | Landrat-Christians-Straße | 12875089035759 | YER8ytmIQUgfydCW | 14205243033783600
| LineString (8.56682690000000058 53.18196789999999652, 8.56761867587771064 53.18171871621009927) | yrfTj0w8NGyFgqch | Secondary | 0 | 0 | Nn6Kb+KZvNC/28uR | 6dKHcl+r1vZa21EF | false | 5973499 | Weserstrandstraße | 0 | yrfTj0w8NGyFgqch | 0
| LineString (8.56709979400933008 53.18229524247630025, 8.56712600000000002 53.18233310000000102, 8.56715699999999991 53.18237789999999876) | M1cVe4tb6053qb++ | Footway | 40 | 0.81 | GZBltX2mpuqiNUDo | i2jXqtr2sCWgmm+8 | true | 99583845 |  | 11926020526886 | M1cVe4tb6053qb++ | 14798583586907100
| LineString (8.57722279999999948 53.18039650000000051, 8.57722279999999948 53.18039650000000051, 8.5777277999999999 53.18032780000000059) | AX8rbCZp1TgRIn04 | Service | 125 | 0.9360846900192229 | 7VuCj1Im9DjuXVPj | sMlG0LUFbpSc8Dl0 | true | 34604187 |  | 153978625488281 | AX8rbCZp1TgRIn04 | 25836603610611200
| LineString (8.57560934647598927 53.18546882232009665, 8.57563507479138032 53.1854121237981019) | 6UwNHE9gfudSDWrR | Residential | 20 | 1 | XwJJnLQ2l2194ZsS | DR99EH7ascO1k3c2 | true | 6537615 | Dilichplatz | 242034244537354 | 6UwNHE9gfudSDWrR | 2442449145137490
| LineString (8.56812809999999914 53.18299319999999852, 8.5682333149886194 53.18297919500079729) | kDVu9ewHago2cTDL | Connector | 25 | 1 | #NAME? | dgBY7SkcQ5jRH/Q7 | true | 7201746 |  | 297679328918457 | kDVu9ewHago2cTDL | 4394613154595750
| LineString (8.5649502543994096 53.18666322808630298, 8.56504097364502037 53.18677875141020195) | OEK/7phHC2gTkXP5 | Residential | 25 | 1 | 8tERT/Y8GFkvKl29 | DKAHhMJ/r/XbZjtF | true | 14209502 | Besanstraße | 296186771392822 | OEK/7phHC2gTkXP5 | 4394613154595750
| LineString (8.57382204292948913 53.18525416961170293, 8.57388692725793078 53.18525955858189747) | OniNbDWGrS3QXlG7 | Residential | 125 | 0.62 | wLJU577m2nQtehLV | HAMl5YSP+71zbcjh | true | 43770432 | Johann-Hoppe-Straße | 230176608394622 | OniNbDWGrS3QXlG7 | 25836603610611200
| LineString (8.56652006160341983 53.18435211941969953, 8.56652045517870953 53.18437991187470004) | aVhHK4bO+bHpFiFh | Service | 125 | 0.62 | cq6GGlgCuSpQtqIt | BK/zbnlhOUxGwTNt | true | 30919216 | Hootjeweg | 177270897075653 | aVhHK4bO+bHpFiFh | 25836603610611200
| LineString (8.57812720000000084 53.18115230000000082, 8.57811943773653951 53.18113784835770019) | z8TOUVBnSDglgBRo | Living street | 300 | 0.62 | 6tsuAfpQD9wOXG/0 | 0hrXfbHd+yjdn8WX | true | 16893113 | An der Wollkämmerei | 170537688289261 | z8TOUVBnSDglgBRo | 22175056343226800
| LineString (8.56702379248481982 53.18583487883250172, 8.56686074055843072 53.18584511074830345) | fUcH6LeiaDeYbZ2L | Residential | 65 | 0.64 | AmfyAmsraDwMIOw2 | d+BBRSdfMU4EdI97 | true | 10954841 | Küferstraße | 498610682373052 | fUcH6LeiaDeYbZ2L | 506295486315796
| LineString (8.5619455999999996 53.18324690000000032, 8.56199830000000084 53.18331529999999674) | NFcmntdHbpQujgnn | Secondary | 25 | 1 | QNtpxU6Z0RY73dHK | D47IrPpj3zMGWUCT | true | 8384718 | Bürgermeister-Dehnkamp-Straße | 415691871643066 | NFcmntdHbpQujgnn | 4394613154595750
| LineString (8.57615725022401953 53.18260861575380005, 8.57605714392317964 53.18260076024139948) | IZklf0NbcUKlKaAr | Residential | 50 | 1 | 38+N/FdsUAp6HnU5 | TDOyzmO0eEQtgH0r | true | 6746695 | Lüder-Clüver-Straße | 174030641555801 | IZklf0NbcUKlKaAr | 2611239415570130
| LineString (8.56597237393221 53.18274470353200201, 8.56607462000211939 53.18286426000530298) | vdJZOBybhLYWrvNM | Connector | 32 | 1 | V/GcMxHieMbIdQQo | m2rNtsTcuZfzC04f | true | 14952704 |  | 443762321472168 | vdJZOBybhLYWrvNM | 8343616479046430
| LineString (8.57636846385100071 53.1862489069729989, 8.57649377729664053 53.18610778288989849) | ltJj5WcPhfjQAw5s | Residential | 65 | 0.65 | pZR5MmXvO/a79uu8 | sxWk0mDkCi2wu3Vk | true | 17793097 | Wigmodistraße | 40840572977066 | ltJj5WcPhfjQAw5s | 506295486315796
| LineString (8.57401969999999913 53.18589649999999835, 8.57385276499709015 53.18591533000199689) | BtSr6l5r8ezjLfx2 | Connector | 25 | 1 | kH3AJ/R5DhqRwxn5 | mZliGd1L+A0kSuhV | true | 11349982 |  | 291318244934082 | BtSr6l5r8ezjLfx2 | 4394613154595750
| LineString (8.57057460000000049 53.18623159999999928, 8.57028460000000081 53.1862909999999971, 8.57009019999999921 53.18634889999999871) | Gw7gKXBFTrno2pIF | Residential | 0 | 0 | Y9p4MJIZ4LsrF6mL | 8ST2fdqzucCf9p9u | false | 34973446 | Langenfeld | 0 | Gw7gKXBFTrno2pIF | 0
| LineString (8.56581379665031939 53.18489771821929679, 8.56593237319649958 53.18489970841969949) | QzGNoMjCmTNwaopb | Residential | 100 | 0.62 | BVeygLt2pmEl5rLc | 3hGlmp6JzHsuMH/O | true | 79268527 | Richard-Jung-Straße | 148131124126434 | QzGNoMjCmTNwaopb | 14856808858803300
| LineString (8.57336046167067956 53.18385541996440224, 8.57302608894202045 53.18390888666206706) | qzVdOyDfnW38oyri | Tertiary | 25 | 1 | LG4bW1ElFChTqpp4 | #NAME? | true | 23131773364444500 | Fresenbergstraße | 436517562866211 | qzVdOyDfnW38oyri | 4394613154595750
| LineString (8.56686074055843072 53.18584511074830345, 8.56682400095055918 53.18584741621909728) | yRyCyt9thVTacDti | Residential | 80 | 0.63 | d+BBRSdfMU4EdI97 | yVRNsJIMueZMXwtZ | true | 24683943 | Küferstraße | 509218747215287 | yRyCyt9thVTacDti | 8519200479572930
| LineString (8.57473472402143955 53.18310814044330215, 8.57494415214761929 53.18311348617250189) | uScUDOoDXHmgcIkV | Residential | 65 | 0.62 | w6A7PmvwV5n/goII | tX8l3j33oib2KRNs | true | 14008033 | Eichsfelder Straße | 364960269241333 | uScUDOoDXHmgcIkV | 506295486315796
| LineString (8.57241029999999959 53.18711160000000149, 8.57311480000000081 53.18740669999999682, 8.57320299999999946 53.187426600000002, 8.57436760000000042 53.18792729999999835) | T2CS8o4caUxCpldM | Residential | 0 | 0 | 11LJ6ZkzJJx+IjfP | Qn4vQ4k11unSpt5e | false | 15938594 | Zepperstraße | 0 | T2CS8o4caUxCpldM | 0
| LineString (8.58118349999999985 53.18305310000000219, 8.58095340000000029 53.18304650000000322) | N3Z+sUI44ukl6l28 | Secondary | 80 | 0.65 | vwFQ8GoSxyMuBdzn | kohheYegQFxe1Fyh | true | 15394374 | Landrat-Christians-Straße | 63572091379168 | N3Z+sUI44ukl6l28 | 8519200479572930
| LineString (8.56802201147704068 53.18507702817129967, 8.56802274890170068 53.18507701903539697) | 5qybXx81q2QFE6a1 | Residential | 32 | 0.81 | DTbV9hpe3Ubjs643 | 7KUL0AjVw7qS8Gg7 | true | 0.04928794 | Richard-Jung-Straße | 523882819747925 | 5qybXx81q2QFE6a1 | 8343616479046430
| LineString (8.56906490630490048 53.18345583637150042, 8.56906369999999917 53.18345049999999929) | egd+02kcgApBo19a | Service | 25 | 1 | w/Dl3yhMFqX5rzaN | oglLJk+QJy1Ir8Pi | true | 0.59910005 |  | 364018402099609 | egd+02kcgApBo19a | 4394613154595750
| LineString (8.57056730434262981 53.18121580611710186, 8.57054955001128072 53.18128329500569862) | doXYnn0dDYYSf8sz | Connector | 25 | 1 | MRvedIW1OBo8+OZy | 5t+6Wcsyh0bAb8Gx | true | 7601066 |  | 333919868469238 | doXYnn0dDYYSf8sz | 4394613154595750
| LineString (8.56845594003724997 53.18507130262420191, 8.56845705742727937 53.18507128629769909) | 3oB29MN1aV2IL5jT | Residential | 40 | 0.72 | Ccjxeo7S5CcXxbL+ | 8gj5MYbfqjB2Kec/ | true | 0.07469026 | Richard-Jung-Straße | 938704312133789 | 3oB29MN1aV2IL5jT | 14798583586907100
| LineString (8.57657550000000057 53.17726410000000214, 8.57712560000000046 53.17714229999999986, 8.57729490000000006 53.17711659999999796, 8.57738860000000081 53.17710629999999838, 8.57745659999999965 53.1770976000000033, 8.57768809999999959 53.177079599999999, 8.57792710000000014 53.17707209999999662, 8.57811820000000047 53.1770818000000034, 8.57829890000000006 53.17710590000000082, 8.57846229999999998 53.17713859999999926) | 4s0swAZ6zHp+Al1h | Unclassified | 0 | 0 | hHFQbeDOw0FuLlxO | WrUJlzhnrV3K/JAw | false | 13016531 | Marschgehren | 0 | 4s0swAZ6zHp+Al1h | 0
| LineString (8.57600051206373948 53.17903597859650233, 8.57613213999574953 53.17901422000019807) | d1T9Ugi32pWCdvAQ | Connector | 65 | 1 | SEV5DwOP9F260t27 | ZxjXvPwN++D6ECE8 | true | 91240425 |  | 423077453613281 | d1T9Ugi32pWCdvAQ | 506295486315796
| LineString (8.56989104005475966 53.18258800452370139, 8.56949769999999944 53.18218739999999656) | 6V94FFgbGSx5rbk3 | Residential | 0 | 0 | zooi2QKDpbf+AYHL | 5HDDCbMR7o3PFm+y | false | 5174038 | George-Albrecht-Straße | 0 | 6V94FFgbGSx5rbk3 | 0
| LineString (8.57245855171676929 53.18361110901039979, 8.57245299999999943 53.18356260000000191, 8.57244318743033062 53.18351386445169737) | kuSJd9k+UrUMVVzI | Residential | 250 | 0.62 | Wg09b7s0hngwDko4 | 1ex/MdnVqFsiY2DZ | true | 10870348 | Mühlenstraße | 905378035602569 | kuSJd9k+UrUMVVzI | 14205243033783600
| LineString (8.57509993673381921 53.18514486449829803, 8.57511641499064048 53.1851119650095967) | a1b8/QvxbAG/1cOG | Connector | 25 | 1 | Y8MdiDVUgx+W4Gzn | AMS67eVTatloYBwo | true | 38220046 |  | 28542013168335 | a1b8/QvxbAG/1cOG | 4394613154595750
| LineString (8.57222421807908042 53.18310750560510058, 8.57222949000606071 53.18313035002510247) | 2dIMOlq0dZKfw+cK | Connector | 25 | 1 | zN+GXYj47urZJR2g | MlJ5yZmIorzRRCES | true | 25656612 |  | 301826171875 | 2dIMOlq0dZKfw+cK | 4394613154595750
| LineString (8.56771419413136925 53.18411740913489894, 8.5676989549992193 53.18418838500370072) | jJR1HTwCUFV4qgIL | Connector | 25 | 1 | P6kKpPkXetIdQbU2 | MkBxdVtz6weiKHT4 | true | 7961207 |  | 288799991607666 | jJR1HTwCUFV4qgIL | 4394613154595750
| LineString (8.57272119999998949 53.18219349999999679, 8.57278740505475945 53.18220575000380279) | rNeitcdS51WsorHY | Connector | 32 | 1 | Q8fK3HW2TLlq1nK9 | MmYNg4dD95m4i/3D | true | 46294847 |  | 775214996337891 | rNeitcdS51WsorHY | 8343616479046430
| LineString (8.56430480000000038 53.1830512000000013, 8.56384538010837915 53.1831047432774966) | DchHtR3s7Tr4p0qq | Residential | 50 | 0.67 | wXxLedXZISfs2ABF | sXx8xyA83V7VcytN | true | 31274063 | Kapitän-Dallmann-Straße | 153769798603083 | DchHtR3s7Tr4p0qq | 2611239415570130
| LineString (8.57269497094331001 53.18601534121550145, 8.5725845099931508 53.18601980500029924) | 8Yu6ss/Zg4+NA8ec | Connector | 25 | 1 | 55GQRCe1oHrHFXwI | AQTDLnLLEVHnzKXz | true | 7397934 |  | 301235809326172 | 8Yu6ss/Zg4+NA8ec | 4394613154595750
| LineString (8.56162869999999998 53.18234790000000345, 8.56189209999999967 53.1824452999999977) | qHR5rcFGUru/x/C0 | Service | 25 | 1 | VVl8Y67inRRUAzbv | WKRTQ9FsPWHnIv4O | true | 20670095 |  | 415691871643066 | qHR5rcFGUru/x/C0 | 4394613154595750
| LineString (8.57021188866730022 53.18555055850949742, 8.57003970000000059 53.18561069999999802) | GjzSpsNnpHXOS56X | Residential | 40 | 0.7 | TRvrmjZNzPC322xx | H3FeWIqsD8b08N7j | true | 13309945 | Küferstraße | 120381103706372 | GjzSpsNnpHXOS56X | 14798583586907100
| LineString (8.57563538140608017 53.18524162964489932, 8.57565371499051921 53.18520502500950187) | lfveb3tvnJJo7Gpu | Connector | 25 | 1 | bEZwXrh7BqsFxh8H | 7zoxJu1xTQfYLPgn | true | 425243 |  | 285336055755615 | lfveb3tvnJJo7Gpu | 4394613154595750
| LineString (8.57692814391823966 53.1826730467756974, 8.57687577498908915 53.18282216502129955) | japNMKAF8p4WaCBf | Connector | 25 | 1 | CJHoCm1XlV9ts8yW | akx79LP0mSY+xVNF | true | 16953987 |  | 300596179962158 | japNMKAF8p4WaCBf | 4394613154595750
| LineString (8.56807832047019957 53.18286529852760225, 8.56797139998779933 53.18288031500090085) | GEeTGALbDmBAOmFq | Connector | 25 | 1 | uYDtxI08WlEzN8Uv | aRMT9jKa0RjGk3/f | true | 7337876 |  | 297594299316406 | GEeTGALbDmBAOmFq | 4394613154595750
| LineString (8.57209512000000018 53.18127824999999831, 8.57208530180526118 53.18137082119270787) | DKo4m2DWoEOOIpHA | Connector | 40 | 1 | oaHDRORapEvVnbZy | hbJ7aLoGqZRiLjGX | true | 10323108478589300 |  | 117463371276855 | DKo4m2DWoEOOIpHA | 14798583586907100
| LineString (8.57386181077582066 53.18377381589650099, 8.57389045501398073 53.18383498001229981) | yAxfkRWFItYKMZhG | Connector | 25 | 1 | SgQxyaGclDuvcJgw | jrqxBSa/QdnJCeVK | true | 70684023 |  | 303949604034424 | yAxfkRWFItYKMZhG | 4394613154595750
| LineString (8.57674400865514919 53.18349434630579964, 8.57652267111240008 53.18348049593979709) | 5n8WtRNb2xsYForz | Tertiary | 65 | 0.65 | c3/AtlI/Y9N9JJVp | 3aoHdvLdAEQHQ2Qy | true | 14871177 | Fresenbergstraße | 431706147193909 | 5n8WtRNb2xsYForz | 506295486315796
| LineString (8.57344900808515042 53.18311309532560216, 8.57353879999999968 53.18311080000000146, 8.57360614357997086 53.18310888262750069) | 5KeSTYdqHg8qlXb+ | Residential | 50 | 0.6810177022234281 | pUvKRTlJpnrF7sk9 | hIftgbD7QavHW0bG | true | 10511339 | Eichsfelder Straße | 204152099609375 | 5KeSTYdqHg8qlXb+ | 2611239415570130
| LineString (8.57255113563982007 53.18246863011349745, 8.57246761503376931 53.18245000000379719) | pzW7jgNFzXbtVbr0 | Connector | 25 | 1 | q/mm3qo2LYK7fyhA | FALsGya2DXe3x9+m | true | 59538636 |  | 300040016174316 | pzW7jgNFzXbtVbr0 | 4394613154595750
| LineString (8.5660510378226693 53.18490169998020178, 8.56619412930522017 53.18490410134170077) | R2mWHiUk8MUbyJLb | Residential | 125 | 0.62 | 7zd0iFIvlAu0tzaH | i7P1hI8YIwvHRHBY | true | 9565677 | Richard-Jung-Straße | 153435193805693 | R2mWHiUk8MUbyJLb | 25836603610611200
| LineString (8.56861334189260049 53.18220986063929701, 8.56861740500762004 53.1822720250257035) | chp61MAnicXdix02 | Connector | 25 | 1 | Djpoq8xugzxHfIhz | 8eNvnqnFG7PF0a82 | true | 69208875 |  | 354052276611328 | chp61MAnicXdix02 | 4394613154595750
| LineString (8.56042644042561918 53.18232024187089735, 8.56063589999999941 53.18230770000000263, 8.56066389999999977 53.1823629000000011, 8.56080410000000036 53.18237729999999885, 8.56129699999999971 53.18228009999999983) | 9BBmg0juMfJowoGp | Service | 25 | 1 | 5lUMl9RG0bZbLtfl | V6iJUlX8+jPVDBBk | true | 646609 |  | 415691871643066 | 9BBmg0juMfJowoGp | 4394613154595750
| LineString (8.57663232545533027 53.18501172937539678, 8.57665817498368988 53.18495504501689908) | 7pv869Ijsn8Fu4gC | Connector | 25 | 1 | rvJa1/eybHlxb36q | rOcALJ2IxpGIzmZ4 | true | 65382338 |  | 297332363128662 | 7pv869Ijsn8Fu4gC | 4394613154595750
| LineString (8.57851572647152949 53.18282059932599992, 8.57837306316421078 53.1828153763748972) | snP/dxVRmk5OuwIA | Residential | 100 | 0.63 | ouUnDmPnjm75oLaR | RVfggaHK+9iuG6CS | true | 9551479 | Lüder-Clüver-Straße | 110384406961442 | snP/dxVRmk5OuwIA | 14856808858803300
| LineString (8.57815620000000045 53.1812139999999971, 8.57812720000000084 53.18115230000000082) | M54opYxatMJIEhkz | Living street | 300 | 0.62 | neXnhGmWfyLXwSHs | 6tsuAfpQD9wOXG/0 | true | 71322594 | An der Wollkämmerei | 170537688289261 | M54opYxatMJIEhkz | 22175056343226800
| LineString (8.56702409783899022 53.18405644601340043, 8.56699856998569942 53.18414662003100091) | yHlrtFAISJ9xYz7o | Connector | 25 | 1 | bDU24VTcmhv2GF88 | pqH/4qz9t2ds6lXA | true | 10175546 |  | 29737964630127 | yHlrtFAISJ9xYz7o | 4394613154595750
| LineString (8.57787896492028956 53.1815990198834001, 8.57815599999999989 53.18165869999999984) | uZYO9rVWIiXGur5O | Secondary | 0 | 0 | DFAyHxKxc5sP8XCM | VTorrAFxmLoGKB3K | false | 1966842 | Landrat-Christians-Straße | 0 | uZYO9rVWIiXGur5O | 0
| LineString (8.56183189999999961 53.18265610000000265, 8.56187669999999912 53.18253820000000331, 8.56189209999999967 53.1824452999999977) | abkoasAQtHtClefK | Secondary | 25 | 1 | 8DsHwuYOFudQf6Ex | WKRTQ9FsPWHnIv4O | true | 23839203 | Weserstrandstraße | 415691871643066 | abkoasAQtHtClefK | 4394613154595750
| LineString (8.57544289144225935 53.18283152942679948, 8.57544279999999937 53.18283619999999701, 8.57545720000000067 53.18294900000000069, 8.57548151585664087 53.18302769213210013) | UkljgREIBAz6OW71 | Residential | 100 | 0.62 | c4Vf7dV9RfZGngno | kzvJc/HJKIfFyHN3 | true | 2200879 | Kaffeestraße | 133877680690767 | UkljgREIBAz6OW71 | 14856808858803300
| LineString (8.57649377729664053 53.18610778288989849, 8.57654259999999979 53.1860527999999988) | AZPysEwAtevgBF6o | Residential | 65 | 0.65 | sxWk0mDkCi2wu3Vk | v3ZT5jFK9+rn0cwt | true | 6932305 | Wigmodistraße | 440402529239655 | AZPysEwAtevgBF6o | 506295486315796
| LineString (8.57357490000000055 53.18382230000000277, 8.5736258000000003 53.18392519999999735, 8.57371619999999979 53.18407770000000312) | SMVnBFZ00reLOZfm | Service | 0 | 0 | 4fNoZeRdJCtOTKEM | ZKNeCRPQ1UTTn452 | false | 2995044 |  | 0 | SMVnBFZ00reLOZfm | 0
| LineString (8.56219160000000024 53.18325759999999747, 8.56227921466432917 53.18323390042330345) | iBa/qPLIDp9oE1id | Secondary | 0 | 0 | R963JwJqNioMLzXc | xCL3dMwh8jdMdBUi | false | 6421214 | Weserstrandstraße | 0 | iBa/qPLIDp9oE1id | 0
| LineString (8.56837163340109065 53.18368623550669838, 8.56847163498840025 53.18367355500080151) | Rwz12c8akzhjL0gw | Connector | 25 | 1 | c4lKOaw3oFI2Qv8y | Bp4ipMKMw8/Po9iC | true | 68299623 |  | 297767696380615 | Rwz12c8akzhjL0gw | 4394613154595750
| LineString (8.5751577999999995 53.18179059999999936, 8.57517930000000028 53.18189910000000253, 8.57519579534286969 53.18196971648080051) | IId0QYjr7xtUNaOi | Residential | 125 | 0.62 | tGfAzxdGxWVqEXNd | 6L473VUCva8g6Xsb | true | 20088226 | Kaffeestraße | 193232362297057 | IId0QYjr7xtUNaOi | 25836603610611200
| LineString (8.57527913403948006 53.18224710764700092, 8.57521672499722065 53.18225430500019968) | VgQo4KWGzS7pBCi0 | Connector | 25 | 1 | P1uC6IUGPF0dMRNe | q23VWa3x9wnKfwQa | true | 42468386 |  | 288569469451904 | VgQo4KWGzS7pBCi0 | 4394613154595750
| LineString (8.5813492999999994 53.18302810000000136, 8.58118349999999985 53.18305310000000219) | sczFjrrbNeiKD2BN | Secondary | 80 | 0.65 | DtGAxsMlpjj9GQSs | vwFQ8GoSxyMuBdzn | true | 11423609 | Landrat-Christians-Straße | 550922814464546 | sczFjrrbNeiKD2BN | 8519200479572930
| LineString (8.5739953335527499 53.18527050156119884, 8.57404984791897995 53.18527909022640188) | Kbp18gJULGYniIVG | Residential | 125 | 0.62 | IX24Wv8Vzvxa2SVW | pWkTo7vKAcxNteMO | true | 3766052 | Johann-Hoppe-Straße | 225297828952788 | Kbp18gJULGYniIVG | 25836603610611200
| LineString (8.57013174652150944 53.18117445434199908, 8.56996098833954001 53.18142352190449884) | fNKhVKhM738yj7Tn | Connector | 32 | 0.81 | lhWwt+6IuYz1JtoW | AajxqYPaxSM2GxjD | true | 29965837 |  | 493048860740382 | fNKhVKhM738yj7Tn | 8343616479046430
| LineString (8.57891440000000038 53.18116810000000072, 8.57897600000000082 53.18112579999999667, 8.57903409999999944 53.18106029999999862, 8.57906820000000003 53.18099019999999655, 8.57909270000000035 53.18091929999999934, 8.57908130000000035 53.18083190000000116, 8.57894950000000023 53.18052409999999952) | GgylsRxogEKqo06X | Unclassified | 0 | 0 | a7pa8CMgPOg/S+vG | SbqH3v2uDhbQM36r | false | 7579799 | Nicolaus-H.-Schilling-Straße | 0 | GgylsRxogEKqo06X | 0
| LineString (8.56590585607190036 53.18394375068299951, 8.56579771524589084 53.18393476000319708) | UUnSQ4maeN5A8d0Q | Residential | 100 | 0.63 | U2m79SpNTKXhwnV9 | MlsVtL8C0q3JdO4v | true | 72954507 | Fresenbergstraße | 120752246046066 | UUnSQ4maeN5A8d0Q | 14856808858803300
| LineString (8.57148727266451083 53.18327593446839785, 8.57127871989071011 53.18335366501940342) | KR2EJq7spV4/I9/2 | Connector | 32 | 1 | dZCadOy8tZQ3P3Fr | QukQpFscmQWGUx1B | true | 16401533 |  | 585522155761719 | KR2EJq7spV4/I9/2 | 8343616479046430
| LineString (8.57846879999999956 53.17654310000000351, 8.57846420000000087 53.17651010000000156, 8.57844290000000065 53.17614019999999897, 8.57845280000000088 53.17613659999999953) | MTWBN5GlySiZ4dn6 | Service | 0 | 0 | lJcwa4+XWSHvPFUw | iffPFuZKz43ElMzU | false | 45631996 |  | 0 | MTWBN5GlySiZ4dn6 | 0
| LineString (8.57514630098586927 53.18251366714719808, 8.57504522709838923 53.182500756849997) | E8XWL+toVpFSBPIJ | Residential | 65 | 0.64 | 3kfRGiBUZk82rAWM | yyce2Np7wgdYI/Xd | true | 690554 | Lüder-Clüver-Straße | 381243087158203 | E8XWL+toVpFSBPIJ | 506295486315796
| LineString (8.57433299999999932 53.18532369999999787, 8.57428750017995078 53.18540688740039712) | 6bS788Bl+ndXroQy | Residential | 50 | 0.66 | gZm16Zy0ctSCpOg0 | VMwTzVIpdx/93KuS | true | 9740959 | Heimstättenweg | 183822648925765 | 6bS788Bl+ndXroQy | 2611239415570130
| LineString (8.57041809205012051 53.18547854260980046, 8.57035119999999928 53.18550189999999844) | OdEH38laAqcDijk5 | Residential | 40 | 0.68 | v4DgNPwU1CdgYtTK | RIJC17Z9sVydkRMu | true | 51703105 | Küferstraße | 137992908630345 | OdEH38laAqcDijk5 | 14798583586907100
| LineString (8.57922908358125014 53.18527887301620183, 8.5790594986639892 53.18526273830399731) | 5anec7bsbNPmrWI5 | Service | 40 | 0.72 | WE6NhmsfGTco/qRN | nmUjo5pygMQL7SxZ | true | 11473509 |  | 103955567321798 | 5anec7bsbNPmrWI5 | 14798583586907100
| LineString (8.57268851251333075 53.1859576780376031, 8.57274574999694039 53.18595536500019705) | 1JzC4PmMEuwz3uNB | Connector | 25 | 1 | hDE0YA8CPc47IhvZ | RGe+beZqfc50WJOR | true | 38333888 |  | 294059505462646 | 1JzC4PmMEuwz3uNB | 4394613154595750
| LineString (8.5774709993349596 53.18247286268910301, 8.57755631000065932 53.18245304500000259) | uBAdN0B8n8D4ea/K | Connector | 25 | 1 | KhYKiQPLo2uSxVXR | PMZyhV/4Cz6T/HXI | true | 6112547 |  | 298142547607422 | uBAdN0B8n8D4ea/K | 4394613154595750
| LineString (8.57519579534286969 53.18196971648080051, 8.57526829499795973 53.18196360500009945) | V6dBSpiU/msubuq5 | Connector | 25 | 1 | 6L473VUCva8g6Xsb | cOdVPHuE+BBiNDrg | true | 4892515 |  | 31873685836792 | V6dBSpiU/msubuq5 | 4394613154595750
| LineString (8.5802349729513594 53.18299535612800355, 8.58027162999776039 53.18275567000579684) | CvoXCzdpw1e0mb+F | Connector | 25 | 1 | Z/CJ3F4CaxF/62rK | Xw7xeyknDjRayuE2 | true | 26776478 |  | 293094329833984 | CvoXCzdpw1e0mb+F | 4394613154595750
| LineString (8.56504097364502037 53.18677875141020195, 8.56511640000000085 53.18687479999999823, 8.56521399999999922 53.18696620000000053, 8.56531249999999922 53.18705020000000161) | P/4AvZ/V758qK6qV | Residential | 0 | 0 | DKAHhMJ/r/XbZjtF | siZNPzhC3djxYTnB | false | 3532377 | Besanstraße | 0 | P/4AvZ/V758qK6qV | 0
| LineString (8.56456355985318041 53.1836276779927033, 8.5645688555074706 53.18376980991089908) | foWoDNcbmRamc0uK | Residential | 80 | 0.63 | NLDqwwX0+stnVCba | ISno3nojsmvtvYIP | true | 15815619 | Kleine Straße | 831304180412292 | foWoDNcbmRamc0uK | 8519200479572930
| LineString (8.57809089541139969 53.18454631687590251, 8.57812114999316044 53.18447937501510125) | rt8qE2+9DehGUZQL | Connector | 32 | 1 | Sbvwsd/8CTMDP+en | 9BS1hqlYhWtYgk3v | true | 7716593 |  | 482405242919922 | rt8qE2+9DehGUZQL | 8343616479046430
| LineString (8.57885653723617914 53.18029837511719649, 8.57873539989316924 53.18031638000879724) | hMtqZUC+X1f3qeAe | Connector | 40 | 1 | 12pj1HKWRUti8JkA | uUrlSC2WcQQi4KsV | true | 8339842 |  | 122617202758789 | hMtqZUC+X1f3qeAe | 14798583586907100
| LineString (8.57544524128820029 53.18271150653689716, 8.57552004502377052 53.18271203500130184) | K58QNKdJjDLdULNJ | Connector | 32 | 1 | 5zhcCHq7iibCq3BM | nyBC9GIRXqhkFZZT | true | 49992833 |  | 515234375 | K58QNKdJjDLdULNJ | 8343616479046430
| LineString (8.56961792747967976 53.18419787159500345, 8.56960984499814948 53.18428184001319892) | M/7bzcEyRJdzbIwD | Connector | 25 | 1 | TRs/TfH/QRCvenZC | 99ITnL4NyCI7F/q5 | true | 9356782 |  | 303638248443604 | M/7bzcEyRJdzbIwD | 4394613154595750
| LineString (8.56815570000000015 53.18154839999999695, 8.56830334566557994 53.18150155932040235) | Wjr0WpzMU29EJPKw | Secondary | 80 | 0.63 | TZonfR1tpXArS+hL | VHREYofbjE2RJ7OR | true | 11158478 | Weserstrandstraße | 671593406581879 | Wjr0WpzMU29EJPKw | 8519200479572930
| LineString (8.57257961099968924 53.1831353159672986, 8.57258216500630077 53.18317138002959865) | sFzD9SPsY1G/KXG3 | Connector | 25 | 1 | EB1uq6by/Vv6+gpb | zRYsqlYd2UwkYVfk | true | 40156226 |  | 36543529510498 | sFzD9SPsY1G/KXG3 | 4394613154595750
| LineString (8.57261587135410075 53.18537173071030111, 8.57250303499379918 53.18537752000030139) | LjHWqHJQAkisehL1 | Connector | 32 | 1 | V+hC2sZ7Ue5+HQiw | DtpYX3Wm2eeJ8/nb | true | 75675473 |  | 781322326660156 | LjHWqHJQAkisehL1 | 8343616479046430
| LineString (8.57773579999999924 53.18019290000000154, 8.57758161510768957 53.17978671516549838) | dB3k0AM1YDbCs9zA | Living street | 300 | 0.62 | #NAME? | tM25+4Z26g4zcipR | true | 4634656 | An der Wollkämmerei | 181416268164444 | dB3k0AM1YDbCs9zA | 22175056343226800
| LineString (8.56882949999999965 53.18131720000000229, 8.56886150000000058 53.18136429999999848, 8.56908604935257046 53.18165482044420145) | UKvIX4LJubLUt7bL | Residential | 0 | 0 | 14UwV+UML4VBFUR9 | mzMs4w7bB1ACV/yl | false | 41292625 | Emmalene-Bulling-Straße | 0 | UKvIX4LJubLUt7bL | 0
| LineString (8.5646442603680395 53.18615275646150309, 8.56475111499170083 53.1861410450003973) | D7Q+3GEJ8J76mSg7 | Connector | 25 | 1 | mwDSxSWNpIzdLul0 | 93ge2crp59OgS8UF | true | 7258138 |  | 284587650299072 | D7Q+3GEJ8J76mSg7 | 4394613154595750
| LineString (8.56899916896398928 53.18571732464150159, 8.56890194339706035 53.18572296352380135) | h5DyN7yp1/8lFLta | Residential | 40 | 0.7 | hIQ/XaFQlHMNbXnf | ojQ2N1kw8SE8OW8E | true | 65270915 | Küferstraße | 104491263389587 | h5DyN7yp1/8lFLta | 14798583586907100
| LineString (8.56826057133475061 53.18337018330060317, 8.5683997499931408 53.18335253500050186) | BPYcMgB5m+zumvE4 | Connector | 25 | 1 | M7XmKS6OIaZQgBgi | rElo0GW5twaIfeUG | true | 9505767 |  | 286278781890869 | BPYcMgB5m+zumvE4 | 4394613154595750
| LineString (8.57596585519731036 53.18489832687450303, 8.57599486498473951 53.18483878001570275) | nKmNIBBQz1WkUJgI | Connector | 25 | 1 | 0J83GD1N9ils/SFe | bkiTOLU+YwgNvsfn | true | 69021916 |  | 292404594421387 | nKmNIBBQz1WkUJgI | 4394613154595750
| LineString (8.5688906384613901 53.18506495032590209, 8.56932465148605971 53.18505860645900185) | wnuQ8dv1VRPs+cEF | Residential | 50 | 0.67 | g9Acl8xJMf3XCwjM | unSwir/unTh1yJx/ | true | 29010962 | Richard-Jung-Straße | 155614170761108 | wnuQ8dv1VRPs+cEF | 2611239415570130
| LineString (8.57407686457135121 53.18144592974866214, 8.57436880000000023 53.18144360000000148) | QQvgAuVAKml1why+ | Secondary | 250 | 0.62 | obfFXrO8RdAnG6jG | BEzE2GzuY6uJnunS | true | 19519190669024100 | Landrat-Christians-Straße | 127489860985184 | QQvgAuVAKml1why+ | 14205243033783600
| LineString (8.57837306316421078 53.1828153763748972, 8.57826689188519076 53.18281148929739999) | 4EHdmkxMkIBFMLay | Residential | 100 | 0.63 | RVfggaHK+9iuG6CS | U0DZodRZ7BwTYsbt | true | 71082954 | Lüder-Clüver-Straße | 112226513368607 | 4EHdmkxMkIBFMLay | 14856808858803300
| LineString (8.5736758824631103 53.18219545245599988, 8.57364730998095936 53.1822496700184999) | /g6RO7VL5xb4+GdP | Connector | 25 | 1 | LLgQTrb/NRJLjm9t | 4k5UdTwO3aj9Rr4m | true | 63265324 |  | 30880521774292 | /g6RO7VL5xb4+GdP | 4394613154595750
| LineString (8.57547019999999982 53.18255469999999718, 8.57544539999999955 53.18270340000000118, 8.57544524128820029 53.18271150653689716) | uyVuq/mrjXARxP4N | Residential | 100 | 0.62 | WzWm6VDWlvh+H0B2 | 5zhcCHq7iibCq3BM | true | 17527021 | Kaffeestraße | 138956209358215 | uyVuq/mrjXARxP4N | 14856808858803300
| LineString (8.56756799999999963 53.18721579999999705, 8.56625629999999916 53.18767199999999917) | mGqoPf9jN0RCfbtu | Residential | 0 | 0 | A7iC6dEAN+cYSmvc | x4PYlp0cN7cQGnHb | false | 10128066 | Langenfeld | 0 | mGqoPf9jN0RCfbtu | 0
| LineString (8.57438276379281028 53.18461947698929748, 8.57428575830357076 53.18460234381699792) | XOSv7w28b9b8myiV | Residential | 65 | 0.64 | vGR+uVeTIvAIcM8D | N6LZjf6iWEgBMx4Q | true | 67567396 | Allmersstraße | 378480153808603 | XOSv7w28b9b8myiV | 506295486315796
| LineString (8.57222421807908042 53.18310750560510058, 8.57220976262311929 53.18310870939370005) | o/TTqhi18renctI0 | Footway | 80 | 0.66 | zN+GXYj47urZJR2g | 2LiOEZdnONPpiRgi | true | 0.9752497 |  | 516513933219889 | o/TTqhi18renctI0 | 8519200479572930
| LineString (8.57289465781899018 53.18408241942749726, 8.57285569999999986 53.18403659999999888, 8.57284982746275936 53.18402339033750081) | lX3DsLX8F6TtdhMp | Service | 32 | 1 | Z1UsW2BXP5F49OwL | uAnHsAHdF6iDvtWZ | true | 72446074 |  | 715503387451172 | lX3DsLX8F6TtdhMp | 8343616479046430
| LineString (8.57033628773126033 53.18420251371450291, 8.57019739999999963 53.18420650000000194, 8.57012830738415055 53.18420572364180288) | CQBgMr9uekLaGAke | Residential | 200 | 0.62 | abMdWOlfdk/6Jijp | AshRGsY1FXsagqnj | true | 139096985 | Fresenbergstraße | 418780692947388 | CQBgMr9uekLaGAke | 8223548985685890
| LineString (8.57146852270991921 53.18130540497529779, 8.5717435879830628 53.18133457867759262) | H9zFXBmeU0pW/87H | Secondary | 100 | 0.63 | RhM0aNJo93XAPCeo | n1undk7f/oM/pCkx | true | 18674069728107200 | Weserstrandstraße | 113409085521698 | H9zFXBmeU0pW/87H | 14856808858803300
| LineString (8.58944800000000086 53.17956680000000347, 8.5896757000000008 53.1796110000000013, 8.58978869999999972 53.17965240000000193, 8.58989910000000023 53.17973969999999895, 8.58989955313472997 53.17974054005009776) | YOFwzKnoChQnWGR/ | Service | 65 | 0.75 | kS5HL7+6ihxDLhLy | ck8k6s3tLZNkVRFW | true | 3713282 |  | 306184215545654 | YOFwzKnoChQnWGR/ | 506295486315796
| LineString (8.57732917674135997 53.18226095989690094, 8.57735379999999914 53.18229079999999698) | JgDdhpdgFPHqrzTK | Residential | 125 | 0.62 | D+28lFcpXdHhIkJ0 | har9Qmq83tHJz8k1 | true | 37050636 | Leverkenbarg | 15742199018097 | JgDdhpdgFPHqrzTK | 25836603610611200
| LineString (8.57336426435652932 53.1852289724062004, 8.57336519999953062 53.18515880000450124) | uYElwE1OyxzjiYLw | Connector | 20 | 1 | uqvPQOb8hIo3foYu | mLzDjzgQtXByfFsD | true | 7806674 |  | 241977348327637 | uYElwE1OyxzjiYLw | 2442449145137490
| LineString (8.57601450113939023 53.18490687804629857, 8.57596585519731036 53.18489832687450303) | yvz2AWMfHlm8uUqp | Residential | 50 | 0.65 | OfGpn/4TU4BxYB7N | 0J83GD1N9ils/SFe | true | 3387048 | Allmersstraße | 225158456230187 | yvz2AWMfHlm8uUqp | 2611239415570130
| LineString (8.57478251836663929 53.18529284480540298, 8.57470867000975012 53.1852804700009969) | IuBPofxPNCVP2yPh | Connector | 20 | 1 | DOZHCQ0phq+q8RIA | AdoA3t9rx7+THd6y | true | 51232204 |  | 242005100250244 | IuBPofxPNCVP2yPh | 2442449145137490
| LineString (8.5763107357265902 53.18495881334899877, 8.57633790998625933 53.18489922501390055) | hh7sHvXsG1jOlQ5a | Connector | 25 | 1 | sBFl6rxpMXvp1R0N | TsQ5k1Rc3XY00QMX | true | 68732004 |  | 298069133758545 | hh7sHvXsG1jOlQ5a | 4394613154595750
| LineString (8.57254960000000032 53.18489110000000153, 8.57290180000000035 53.18477109999999897) | wOxmKlHpLcIUWm7i | Residential | 80 | 0.63 | Ewk9heOFo3qVozd1 | 8rA0zCTQyPI2Fnp+ | true | 27057863 | Cord-Steding-Straße | 567620397777529 | wOxmKlHpLcIUWm7i | 8519200479572930
| LineString (8.57630072821621958 53.18146415637870206, 8.57637041373999054 53.181464727182302) | 4dQyhT1iLkoJYm4h | Secondary | 300 | 0.62 | uL4F30hGIadGMrhl | jyOnxyg7qKzB33qp | true | 4657469 | Landrat-Christians-Straße | 150552820182037 | 4dQyhT1iLkoJYm4h | 22175056343226800
| LineString (8.57523993773616056 53.18622154866339713, 8.57516324267720975 53.18633551986940233) | /k1NB2f9/mKBBdQx | Connector | 50 | 0.81 | Xp0z4/ojZlt0iRts | 2RQaAllae8RvoLXK | true | 13675478 |  | 187508239288349 | /k1NB2f9/mKBBdQx | 2611239415570130
| LineString (8.5742517434051102 53.18547226133389927, 8.5741187750382597 53.18544602000339694) | 11E48lNatFQWHh5R | Connector | 25 | 0.81 | zmHol3Ij/m+Lw9Ug | ZVbzU+WBOrQg8qUo | true | 9352629 |  | 391315723228618 | 11E48lNatFQWHh5R | 4394613154595750
| LineString (8.57483357056129059 53.17754767006189809, 8.57474053449102946 53.17757987508989714) | UYLpNf+t407nFIWu | Connector | 80 | 1 | ceppiuOUNi3KE92s | lFB+WshawjqPbLQj | true | 717638 |  | 667490295410156 | UYLpNf+t407nFIWu | 8519200479572930
| LineString (8.57481579255797044 53.18433727419100165, 8.57459079999999929 53.18436369999999869, 8.57442925269250011 53.18438701854110207) | D7kkxT6agyIB7aQD | Residential | 25 | 1 | Keep/tUD9Le9QD3i | EdJldqQMNB3fq3v4 | true | 26422468 | Cord-Steding-Straße | 41828067779541 | D7kkxT6agyIB7aQD | 4394613154595750
| LineString (8.57764470000000046 53.1815568999999968, 8.57781109999999991 53.18158439999999842, 8.57787896492028956 53.1815990198834001) | mh6ruuBGBiVNTaq0 | Secondary | 32 | 1 | /EZ0nPNWRnKzgD// | DFAyHxKxc5sP8XCM | true | 16351662 | Landrat-Christians-Straße | 601858558654785 | mh6ruuBGBiVNTaq0 | 8343616479046430
| LineString (8.57857259999999933 53.18489660000000185, 8.57838789999999918 53.1848505999999972, 8.57832637088912087 53.1848373831985981) | 6aITcFMsQgXtxNd0 | Residential | 65 | 0.64 | 73yFdSu2aEcniUzt | PPQXGUzjogQwJetj | true | 17727816 | Cord-Steding-Straße | 42775709594728 | 6aITcFMsQgXtxNd0 | 506295486315796
| LineString (8.57578168668161034 53.18145990355669994, 8.5759521640444607 53.18146130063060184) | j6vGxX8VkoTCdBZH | Secondary | 300 | 0.62 | nJqTjnA3UUFwb+LS | yG/MjJSdRpxAf3Pi | true | 11393947 | Landrat-Christians-Straße | 149916438610077 | j6vGxX8VkoTCdBZH | 22175056343226800
| LineString (8.57870433639448038 53.17986222327319723, 8.57863160817175974 53.17968459407949666) | BYR4RKuAN4vwMEfM | Unclassified | 65 | 0.72 | VLC+K6kMAVMafuM5 | cTJwytbsIizVNeHS | true | 20349583 | Nicolaus-H.-Schilling-Straße | 392923336486798 | BYR4RKuAN4vwMEfM | 506295486315796
| LineString (8.57748506298531055 53.18465666149619864, 8.57720905723039984 53.18459737095989937) | G5ywSyKvUSZaO0vF | Residential | 65 | 0.65 | uWdg5X6TCSOGC+FC | 33HZQhE9x5bbDBR1 | true | 19587837 | Cord-Steding-Straße | 322443971157074 | G5ywSyKvUSZaO0vF | 506295486315796
| LineString (8.57289465781899018 53.18408241942749726, 8.57286028498067054 53.18409296500740169) | hepYZywYmC+sP8Mf | Connector | 32 | 1 | Z1UsW2BXP5F49OwL | +OwJ5MFSBmnyFw/s | true | 25792217 |  | 715503387451172 | hepYZywYmC+sP8Mf | 8343616479046430
| LineString (8.5763354222319208 53.18628611723350019, 8.57636846385100071 53.1862489069729989) | 7bZ8s3Xnp7Sxv9Tx | Residential | 65 | 0.65 | epzwq9Or8xtybtKx | pZR5MmXvO/a79uu8 | true | 4691518 | Wigmodistraße | 392671533870685 | 7bZ8s3Xnp7Sxv9Tx | 506295486315796
| LineString (8.57869436054902934 53.18187450623199908, 8.57859801999640936 53.18193564500160164) | ejdF27uIe9P4mwnB | Connector | 32 | 1 | c9Gpstav8uX9GsNS | F7voKNVOWQ6TwiP1 | true | 9365449 |  | 544040946960449 | ejdF27uIe9P4mwnB | 8343616479046430
| LineString (8.57566021272037915 53.18535672618300225, 8.57573615500868058 53.18536916000090287) | dMoLNM1Fd0sA8jbu | Connector | 25 | 1 | KHTbO+1T01r3/fAD | bx4utHcJeUmE/ODa | true | 5259846 |  | 249080295562744 | dMoLNM1Fd0sA8jbu | 4394613154595750
| LineString (8.56665122396521994 53.18585825810330192, 8.56664164500815062 53.18580318002479856) | UfC3FVbVgJf5E8Cx | Connector | 25 | 1 | tDh49fDECVVPrN7G | gCnmKJUgx4IJhtuo | true | 6160581 |  | 29828254699707 | UfC3FVbVgJf5E8Cx | 4394613154595750
| LineString (8.57909970000000044 53.18338380000000143, 8.57962050000000076 53.18288210000000049) | bxhQHXgS44WjzSgU | Secondary | 0 | 0 | b7qWkULkkUECOx+7 | xAKt8o956tfhNEvL | false | 65774475 | Lüssumer Straße | 0 | bxhQHXgS44WjzSgU | 0
| LineString (8.57466267197476917 53.18466891403450347, 8.57456553563543977 53.18465175801890155) | cPum/7SCc1A6uivI | Residential | 65 | 0.64 | EJUWAmwwYCjkZ9Q+ | ZuQE/6cJrmJ3Bv1w | true | 6765838 | Allmersstraße | 34691098144534 | cPum/7SCc1A6uivI | 506295486315796
| LineString (8.56697136270810944 53.18243574890539804, 8.5670867250123095 53.18256934000960001) | 6yx9EcO2eLE3bdB8 | Connector | 32 | 1 | Y70kyg5S5erHVWTi | eJNsGMRHRX8KxGOB | true | 16742151 |  | 577124214172363 | 6yx9EcO2eLE3bdB8 | 8343616479046430
| LineString (8.56665040000000033 53.18315470000000289, 8.56663539999999912 53.18309299999999951, 8.56658439999999999 53.18285829999999947) | MimP2b/n11wCnP0V | Path | 32 | 1 | jd2gVOWqQLk8+qOF | 7+ZQG7XfDjXbgIJV | true | 33267727 |  | 573579139709473 | MimP2b/n11wCnP0V | 8343616479046430
| LineString (8.56619412930522017 53.18490410134170077, 8.56619134999728082 53.18496386002119891) | oqld6fWc1Xmb4djx | Connector | 25 | 1 | i7P1hI8YIwvHRHBY | L5A0mnkzFGtrupy9 | true | 6650531 |  | 288071193695068 | oqld6fWc1Xmb4djx | 4394613154595750
| LineString (8.57484646986925014 53.18470137577750023, 8.57481787499063053 53.18475979500990292) | ivldXT7Cexh8kx2h | Connector | 25 | 1 | AFZ0gljFO5ZNhPPh | UaEj7AZKgbhUhWim | true | 6774017 |  | 259725227355957 | ivldXT7Cexh8kx2h | 4394613154595750
| LineString (8.57620640000000023 53.176469400000002, 8.57657550000000057 53.17726410000000214) | doD8Lor5FFxdP+9m | Living street | 0 | 0 | 74+ZpsvNJxNipI9u | hHFQbeDOw0FuLlxO | false | 9178471 | An der Wollkämmerei | 0 | doD8Lor5FFxdP+9m | 0
| LineString (8.56984079022329936 53.18540535556250148, 8.57003250488222967 53.18533835002010335) | 7bupfZmJqS/D82yc | Connector | 25 | 1 | /iEeGuw2/aRDA04B | eB9WFg5bEnW+kZO2 | true | 14821796 |  | 307080726623535 | 7bupfZmJqS/D82yc | 4394613154595750
| LineString (8.57078414048836912 53.18299204319829698, 8.57082827005548964 53.1830384350286991) | HUYRPrZVZU4jMMUZ | Connector | 40 | 1 | 2upr1nz4STAwcbLq | XW9SgNpFpl4E3Oei | true | 5944069 |  | 860247802734375 | HUYRPrZVZU4jMMUZ | 14798583586907100
| LineString (8.5646442603680395 53.18615275646150309, 8.56464640000000088 53.18615979999999865, 8.56469270000000016 53.18627610000000061, 8.56470053572527945 53.18629028539989889) | AWuILI5nBbF8KFQ3 | Residential | 65 | 0.65 | mwDSxSWNpIzdLul0 | lcdjjOHa9UBRTXSV | true | 157619095 | Besanstraße | 276950804805732 | AWuILI5nBbF8KFQ3 | 506295486315796
| LineString (8.57527373435553031 53.18223021143349882, 8.57527913403948006 53.18224710764700092) | 4G8/82JWoZDnFPjC | Residential | 125 | 0.62 | i1V8xO2HFtOhIaCb | P1uC6IUGPF0dMRNe | true | 19139653 | Kaffeestraße | 186417697872161 | 4G8/82JWoZDnFPjC | 25836603610611200
| LineString (8.56853733839180087 53.18574429961859806, 8.56848489654342949 53.18574739940279983) | lV6U6+1stLf5EUlY | Residential | 50 | 0.66 | byWcn3S9HTMaD08M | hGCD7dEo2fVmYA6D | true | 35212312 | Küferstraße | 195910384368908 | lV6U6+1stLf5EUlY | 2611239415570130
| LineString (8.57273529999999973 53.18216360000000265, 8.57275229999999944 53.18210959999999687, 8.57276120000000041 53.18202680000000271) | O7QghvTTlz4enSUl | Residential | 250 | 0.62 | lFES3g97LW0ELrNw | 73TxO6Rl8IWUpgbT | true | 15344157 | Mühlenstraße | 997998307598114 | O7QghvTTlz4enSUl | 14205243033783600
| LineString (8.57013174652150944 53.18117445434199908, 8.57033643651563004 53.18119388777849821) | sybND+usJ2p9ppZu | Secondary | 100 | 0.63 | lhWwt+6IuYz1JtoW | MXdZnRvXqrBPJW8g | true | 13849165 | Weserstrandstraße | 100122733057022 | sybND+usJ2p9ppZu | 14856808858803300
| LineString (8.57512302302136042 53.18159825726760204, 8.57513349999999974 53.1816607000000019, 8.5751577999999995 53.18179059999999936) | 9mZBJnYXqleqHOnc | Residential | 125 | 0.62 | a8uRGRO6A3ZeAxpO | tGfAzxdGxWVqEXNd | true | 2152357 | Kaffeestraße | 19743740768814 | 9mZBJnYXqleqHOnc | 25836603610611200
| LineString (8.57544554889495991 53.18427707525960102, 8.57545905997726088 53.18434167502309862) | 9QKaiZb4ymKufnFE | Connector | 25 | 1 | Zja4FEBGyhwDl105 | /Ym9orNsi+ffyySZ | true | 72429805 |  | 325586776733398 | 9QKaiZb4ymKufnFE | 4394613154595750
| LineString (8.56961792747967976 53.18419787159500345, 8.56956980000000001 53.18419620000000236) | /rYSIp35XZet7cF9 | Residential | 200 | 0.62 | TRs/TfH/QRCvenZC | yz5W3m1eJFTh3sFm | true | 32214947 | Fresenbergstraße | 408875649089813 | /rYSIp35XZet7cF9 | 8223548985685890
| LineString (8.57326055613557081 53.18311791244919817, 8.57325892500245956 53.18309488501910209) | b9EyKkcoyTosJHpy | Connector | 50 | 1 | TfU/s+rhlenJrJq2 | srqWGfpy7zVmtPOV | true | 25640347 |  | 204152099609375 | b9EyKkcoyTosJHpy | 2611239415570130
| LineString (8.5676244504486192 53.18579844550450275, 8.56763252000459019 53.18584735501499949) | ihDna5K/9icyYUAl | Connector | 25 | 1 | Rm/1TzYvuoTS4mY6 | pH6m5XFcRH4tx8Ub | true | 54676614 |  | 324359512329102 | ihDna5K/9icyYUAl | 4394613154595750
| LineString (8.57094105413479923 53.18210513971470021, 8.57088320440758977 53.18184391282161272) | DBDXZ0Ef40AJW5cl | Connector | 32 | 0.81 | 92zaCvGZISwKZcpD | imFXDyiP/t1zA/JR | true | 2932798669057320 |  | 459387283516116 | DBDXZ0Ef40AJW5cl | 8343616479046430
| LineString (8.57272119999998949 53.18219349999999679, 8.57272119999998949 53.18219349999999679, 8.57273529999999973 53.18216360000000265) | c9UkV86JgTUXzgQ9 | Residential | 250 | 0.62 | Q8fK3HW2TLlq1nK9 | lFES3g97LW0ELrNw | true | 3457155 | Mühlenstraße | 993942609233856 | c9UkV86JgTUXzgQ9 | 14205243033783600
| LineString (8.56417328830906044 53.1844832190847967, 8.56418120000000016 53.18449170000000237, 8.56429849999999959 53.18466130000000192, 8.56430185934024912 53.18467002967999946) | FFRtmYUDI6qeznME | Residential | 0 | 0 | dR4xlzLtx1iDUITt | iy/gf0Xkh7f8dHJx | false | 22509134 | Besanstraße | 0 | FFRtmYUDI6qeznME | 0
| LineString (8.57121579999999916 53.18461190000000016, 8.57070820000000033 53.18448649999999844, 8.5706471999999998 53.18442689999999828, 8.57054250000000017 53.18427220000000233, 8.57052490000000056 53.18419709999999867) | mKz5cKiuD2MdIuFi | Service | 25 | 1 | pW06xOwRB+bSj9IR | SNxIOhE0+fT+fOEO | true | 7147453 |  | 438338088989258 | mKz5cKiuD2MdIuFi | 4394613154595750
| LineString (8.5725642999999998 53.18679050000000075, 8.57257189959990029 53.18676787402009865) | #NAME? | Tertiary | 32 | 1 | 1bXq8vFEfqdUqyUB | HiGLC8faxu0V0bVj | true | 25677729 | Mühlenstraße | 477955551147461 | #NAME? | 8343616479046430
| LineString (8.57506974459530014 53.18430741136020146, 8.57486240000000066 53.18433180000000249, 8.57481579255797044 53.18433727419100165) | isNEr2fESYDL0amP | Residential | 32 | 0.81 | z3Jmf2eML6Vi7yUU | Keep/tUD9Le9QD3i | true | 17292429 | Cord-Steding-Straße | 577360002708156 | isNEr2fESYDL0amP | 8343616479046430
| LineString (8.58919276691863054 53.17995635451689651, 8.58919278173686962 53.1799563956213035) | zKZWsd1gn2bgQZsk | Platform | 0 | 0 | SABQPOrRe5TQY3Vk | G1xDgtU7/oixVvW6 | false | 0.004678713 | Wätjens Park | 0 | zKZWsd1gn2bgQZsk | 0
| LineString (8.57816166755267062 53.18280763679489809, 8.57815519999999943 53.18280740000000151, 8.57793044121140014 53.18279105012479846) | REmERRlVXRZV1rGV | Residential | 100 | 0.63 | cI1/YVFJIdMyP1y7 | Fob8XzTcfKdFEZZa | true | 15562747 | Lüder-Clüver-Straße | 117897795507428 | REmERRlVXRZV1rGV | 14856808858803300
| LineString (8.57600051206373948 53.17903597859650233, 8.57599040000000024 53.17901390000000106, 8.57589800000000047 53.17881280000000288, 8.57580789999999915 53.17872899999999703, 8.57568850000000005 53.17871149999999858, 8.57556387873323978 53.17870180327079765) | Vg2S5gqZOz2M05uj | Service | 65 | 1 | SEV5DwOP9F260t27 | /EoDfL0SHZ0HOTk1 | true | 5346629 |  | 2782880859375 | Vg2S5gqZOz2M05uj | 506295486315796
| LineString (8.56788889236917939 53.18237858265130313, 8.56798926998311039 53.18236448500100266) | QcGmnJlfYIwp1ekt | Connector | 25 | 1 | RTTgex6qg5ftSp4H | 4DY1GHmc1C0rwpPk | true | 68889217 |  | 396417808532715 | QcGmnJlfYIwp1ekt | 4394613154595750
| LineString (8.57620640000000023 53.176469400000002, 8.57552669999999928 53.1767109999999974, 8.57449869999999947 53.17707699999999704, 8.57442409999999988 53.17712070000000324) | wouHv25oKPOIUs7Z | Construction | 0 | 0 | 74+ZpsvNJxNipI9u | 4+G5IlVUxunIdgAK | false | 1396139 |  | 0 | wouHv25oKPOIUs7Z | 0
| LineString (8.57650546449552031 53.18582975311930028, 8.5764458899799898 53.18589371001080224) | R9cuGxB+Cr3n7HfU | Connector | 20 | 1 | rdklJfvPWwaZOEMp | 8lB1uu5e4+UTwwys | true | 8152945 |  | 242017345428467 | R9cuGxB+Cr3n7HfU | 2442449145137490
| LineString (8.56675957395981058 53.18402942434089908, 8.56684394999745003 53.18373138001899747) | xKp62CTeZ5XTsqrK | Connector | 25 | 1 | L/25EnzOPPMPGm7B | MAZZ/rPYcQIgI+w8 | true | 3363236 |  | 307991714477539 | xKp62CTeZ5XTsqrK | 4394613154595750
| LineString (8.5737532629014197 53.18524845704410353, 8.57382204292948913 53.18525416961170293) | khiNhjIVSkuGq4Z/ | Residential | 125 | 0.62 | wRHrps+FvPsSiZev | wLJU577m2nQtehLV | true | 4639845 | Johann-Hoppe-Straße | 232225434940337 | khiNhjIVSkuGq4Z/ | 25836603610611200
| LineString (8.56593237319649958 53.18489970841969949, 8.56600011207078005 53.18490084530269968) | ALnb4B//vmdqb5BY | Residential | 125 | 0.62 | 3hGlmp6JzHsuMH/O | 5fB9wgtz3g0OFkz7 | true | 45283494 | Richard-Jung-Straße | 149895035762788 | ALnb4B//vmdqb5BY | 25836603610611200
| LineString (8.57049169621975082 53.18213332443080077, 8.57039631590190076 53.18213886202929785) | kSSHs0jCoJSz83IZ | Residential | 50 | 0.7 | YTKUpZzl61/G05U0 | A2U4QsHU4+Lq1J0A | true | 64038033 | Kapitän-Dallmann-Straße | 214448785400391 | kSSHs0jCoJSz83IZ | 2611239415570130
| LineString (8.57754377661632006 53.18354839751729912, 8.57756244499998033 53.18344294509469705) | iRsT89+2WUS/342c | Connector | 40 | 1 | zR6wdtDnGWOJFeP1 | Mj94aecTu98Iuztw | true | 117973385 |  | 107963600158691 | iRsT89+2WUS/342c | 14798583586907100
| LineString (8.5768593633707102 53.18147495880459985, 8.57686748499149054 53.18142795002560064) | C/LPBozy5K/RlrUL | Connector | 32 | 1 | 9kdrX+w4kyKVQXyq | 2+zZma7k9pDFZNlE | true | 52576413 |  | 60686222076416 | C/LPBozy5K/RlrUL | 8343616479046430
| LineString (8.57436880000000023 53.18144360000000148, 8.57447994538318881 53.18144520716990797) | C7eJCXWSE4s7IwOW | Secondary | 250 | 0.62 | BEzE2GzuY6uJnunS | 6qYA9b7ZFzaFqWx0 | true | 7432824782748380 | Landrat-Christians-Straße | 127489860985184 | C7eJCXWSE4s7IwOW | 14205243033783600
| LineString (8.57514630098586927 53.18251366714719808, 8.57515856996699988 53.18247900503899928) | rMn8yA0lUNy8mMjl | Connector | 32 | 1 | 3kfRGiBUZk82rAWM | YOoxmxqtHDAIuc6Q | true | 39422357 |  | 500624198913574 | rMn8yA0lUNy8mMjl | 8343616479046430
| LineString (8.57458450000000028 53.18365310000000079, 8.57462010000000063 53.18373379999999884, 8.57463890000000006 53.18377629999999812) | V7P2K6d/NmJC57pm | Service | 40 | 1 | ToPwEYNyK8Ckisik | tPUWufP2k4hvcvv0 | true | 14179478 |  | 113085441589355 | V7P2K6d/NmJC57pm | 14798583586907100
| LineString (8.57258249999999933 53.18513269999999693, 8.57254960000000032 53.18489110000000153) | TLZKL/dQerfYIIaV | Tertiary | 150 | 0.62 | UMv6oi4zAx6alUN7 | Ewk9heOFo3qVozd1 | true | 26966885 | Mühlenstraße | 304186491752625 | TLZKL/dQerfYIIaV | 40530788484379904
| LineString (8.57892442588707915 53.18203871606309718, 8.57903519999999986 53.18214540000000312, 8.5790363504852607 53.18214675283400084) | V9p1mVX7XMUxtGPe | Secondary | 32 | 1 | #NAME? | OHexQGmKTG2Q8SY8 | true | 14156712 | Landrat-Christians-Straße | 603010063171387 | V9p1mVX7XMUxtGPe | 8343616479046430
| LineString (8.57267421722275991 53.18583004401970271, 8.57273283999717961 53.18582767500009822) | YS4oLmqSp25ojlEq | Connector | 25 | 1 | 9Q4xAaVfBqDHNFlb | yfgJuRbhTNIhq0/f | true | 3926178 |  | 293297538757324 | YS4oLmqSp25ojlEq | 4394613154595750
| LineString (8.56569621896391986 53.1839263216489968, 8.56567051499741083 53.1840378800102016) | r3tJLspMR923Vwl0 | Connector | 25 | 1 | kNK3ZremoY6zZuCC | LgJeJcah+pHCZIIh | true | 12528767 |  | 294814720153809 | r3tJLspMR923Vwl0 | 4394613154595750
| LineString (8.57504142203491071 53.18357834342160118, 8.57485830000000071 53.18360810000000072, 8.57458450000000028 53.18365310000000079) | DJLsQh8f6o6smZz/ | Tertiary | 50 | 0.67 | PLsZiWUd7bzh2LHV | ToPwEYNyK8Ckisik | true | 31646572 | Fresenbergstraße | 199955942821514 | DJLsQh8f6o6smZz/ | 2611239415570130
| LineString (8.57552289999999928 53.17820499999999839, 8.57495019999999997 53.1784181000000018, 8.57433289999999992 53.17863179999999801, 8.57356580000000079 53.17888899999999808, 8.57347629999999938 53.17892109999999661, 8.57313049999999954 53.1790403999999981) | 9b8YzV97sxnr/lKE | Service | 0 | 0 | DiYZe79MQRNUEyHo | IhmaGNq5UzZnCiCV | false | 18496754 |  | 0 | 9b8YzV97sxnr/lKE | 0
| LineString (8.58840020000000059 53.17911360000000087, 8.58855239999999931 53.17926990000000131, 8.58877039999999958 53.17939239999999756, 8.58902589999999933 53.17948030000000159) | TqnNuh/hUV+t3XMs | Service | 50 | 0.81 | hvymHhNKR+7UU3AX | qlYvzLLWETklpIH5 | true | 59771454 |  | 246114933013916 | TqnNuh/hUV+t3XMs | 2611239415570130
| LineString (8.5722407662839597 53.18189368464030053, 8.57227497497233948 53.18188739500300244) | SlFpGS3G9C+k6xRv | Connector | 25 | 1 | P7qmcj+s7Xkw/C6T | 3LJUEVETylLy6IVf | true | 23908007 |  | 290162029266357 | SlFpGS3G9C+k6xRv | 4394613154595750
| LineString (8.57442493516595938 53.18602366751110111, 8.57449183786643054 53.18603991164449951) | oJf+J9nIxRiiEds0 | Residential | 32 | 0.75 | YEBHb2/9I6dT7sZi | 62NWM0jn6RCc/U27 | true | 4822008 | Heimstättenweg | 631792888641357 | oJf+J9nIxRiiEds0 | 8343616479046430
| LineString (8.58204830289126974 53.18350700862119851, 8.58194273499887927 53.18350708000009774) | BQwAawnsnQ+EYCMg | Connector | 40 | 1 | bx0UfGM/WHakF7VA | qQGaocxN07b3MUnG | true | 70546975 |  | 10039143371582 | BQwAawnsnQ+EYCMg | 14798583586907100
| LineString (8.57250216647084073 53.18443647912580019, 8.57249818408440944 53.18438513946399837) | xD2lDnnRG2wABgrc | Tertiary | 150 | 0.62 | PwHwJdkzpU4FKLQ3 | CQfhwCQAK79jpOQ0 | true | 5717546 | Mühlenstraße | 403251121002197 | xD2lDnnRG2wABgrc | 40530788484379904
| LineString (8.57599909555423068 53.18434279524719699, 8.57595530499692948 53.18441824000299789) | n2IQqve0CE6vN/Bp | Connector | 25 | 1 | /UpiseGGlPF0dryf | 9pTe+3kS2HSpET/0 | true | 8888466 |  | 298439426422119 | n2IQqve0CE6vN/Bp | 4394613154595750
| LineString (8.5759521640444607 53.18146130063060184, 8.57595075500021942 53.18152335500820271) | o53b0DhSw/TrYT/p | Connector | 25 | 1 | yG/MjJSdRpxAf3Pi | Xn34vLQ7aBDRwV3z | true | 69039598 |  | 357776947021484 | o53b0DhSw/TrYT/p | 4394613154595750
| LineString (8.5794816544912802 53.1846379642652991, 8.57960104500278931 53.18462215000010218) | iLY5vIooQPaHI4Fd | Connector | 40 | 1 | TzJbxGGUCHRFB/cd | 4HeIgSnGUInCpYN7 | true | 8169865 |  | 100322822570801 | iLY5vIooQPaHI4Fd | 14798583586907100
| LineString (8.58673150000000085 53.18043730000000124, 8.58717429999999915 53.18025540000000007, 8.58761220000000058 53.18016159999999815, 8.58912049999999994 53.17996579999999796, 8.58919278173686962 53.1799563956213035) | qttkobMb9OPeU2Jr | Secondary | 65 | 0.68 | WQUZqzRDnPuaWnC4 | G1xDgtU7/oixVvW6 | true | 17499112 | Landrat-Christians-Straße | 377164780502324 | qttkobMb9OPeU2Jr | 506295486315796
| LineString (8.57612469084777018 53.18570657995410045, 8.57617584998634008 53.18564593000900231) | fHBOpwv/1JFD3WRZ | Connector | 25 | 1 | GSw29GsGQjQmXe1w | 0BjU/+QUIKzhJFE1 | true | 75637255 |  | 260308399200439 | fHBOpwv/1JFD3WRZ | 4394613154595750
| LineString (8.57685835819614972 53.1850586350775032, 8.57671479999999953 53.1850252999999995, 8.57667066909291975 53.18501803856800336) | aNCmarTxnRuHYHFj | Residential | 40 | 0.72 | i4cj98IHa10IKKwi | 5B89uwKT47xjU2Qe | true | 13342563 | Allmersstraße | 836948144531343 | aNCmarTxnRuHYHFj | 14798583586907100
| LineString (8.57712216404618921 53.18457870472109761, 8.57706439984150926 53.18467573013420235) | ViubWY+4lFGhC3F2 | Connector | 32 | 1 | PFOt1wPD2bEyhkA6 | zFX+LuBshWAPBYE8 | true | 11463178 |  | 585907821655273 | ViubWY+4lFGhC3F2 | 8343616479046430
| LineString (8.57476405197837011 53.18610600535910038, 8.57479240999355952 53.18606386500469796) | dww/jMhilCa3TJAg | Connector | 25 | 1 | q44t0DX49x8OD019 | yIe9/GRGmQMJZpjr | true | 505646 |  | 280998611450195 | dww/jMhilCa3TJAg | 4394613154595750
| LineString (8.5813492999999994 53.18302810000000136, 8.58144710000000011 53.18300310000000053, 8.58149270000000008 53.18298049999999932, 8.58157639999999944 53.18294120000000191) | pZn6nAa6PHNc5Xs1 | Secondary | 80 | 0.65 | DtGAxsMlpjj9GQSs | yqxbsBB4Z8tcAIt4 | true | 1815272 | Landrat-Christians-Straße | 550922814464546 | pZn6nAa6PHNc5Xs1 | 8519200479572930
| LineString (8.56761867587771064 53.18171871621009927, 8.56764510000000001 53.18171040000000005) | OOQjzSdfjp+gTL5U | Secondary | 40 | 1 | 6dKHcl+r1vZa21EF | pYKij0kFRY4j8lQ4 | true | 19935617 | Weserstrandstraße | 123816268920898 | OOQjzSdfjp+gTL5U | 14798583586907100
| LineString (8.56219160000000024 53.18325759999999747, 8.56224409999999914 53.1833305999999979) | aHrKnGeVWOESKWfb | Path | 25 | 1 | R963JwJqNioMLzXc | wXmTY0iCwbPXQ3+l | true | 8846424 |  | 415691871643066 | aHrKnGeVWOESKWfb | 4394613154595750
| LineString (8.56562667755969009 53.18285138794310285, 8.56572717001225925 53.18296889502070002) | etnUGu3keVyHWUFZ | Connector | 25 | 1 | BzNMAopLxqs4ilm4 | JBdTgjQjSIj0mScS | true | 14696354 |  | 308313312530518 | etnUGu3keVyHWUFZ | 4394613154595750
| LineString (8.57874709999999929 53.18416009999999972, 8.57877320659273046 53.18405870494090237) | 4ny0sVmeJccExfT0 | Secondary | 50 | 0.81 | QSJdrNwbXJAM0DJ4 | qUbbNZJijaqYyoin | true | 11413939 | Lüssumer Straße | 175323740501422 | 4ny0sVmeJccExfT0 | 2611239415570130
| LineString (8.57514662484313028 53.18251370851370297, 8.57512867499261944 53.18256442001050033) | 1ZlD3V7Q46oNjEUx | Connector | 25 | 1 | eDrF1jfFtpnBa8YI | RIg78+q3Z3drjxBB | true | 57675858 |  | 316611423492432 | 1ZlD3V7Q46oNjEUx | 4394613154595750
| LineString (8.57415340000000015 53.18309330000000301, 8.57425508465670916 53.1830958960819018) | 7h0V4cBrl/3o32eZ | Residential | 65 | 0.62 | xYCtQo03z2Zx2A+3 | Z4LSOHTlJivBv6hA | true | 68013935 | Eichsfelder Straße | 292026099624634 | 7h0V4cBrl/3o32eZ | 506295486315796
| LineString (8.57500461548461956 53.18512763781809838, 8.5748704999999994 53.18510340000000269) | hctt26fdR/IKKiVN | Residential | 50 | 0.66 | iuDTMWJJ8mq1NQXP | 72Uer3y2INQGHnwS | true | 935892 | Dilichplatz | 177993135681143 | hctt26fdR/IKKiVN | 2611239415570130
| LineString (8.56705863908602971 53.18583269209160136, 8.56702379248481982 53.18583487883250172) | GCHvTRO7YrJaO9Pq | Residential | 65 | 0.64 | 72jdyQU02fKRvt1G | AmfyAmsraDwMIOw2 | true | 23412116 | Küferstraße | 479499744873028 | GCHvTRO7YrJaO9Pq | 506295486315796
| LineString (8.5700175999999999 53.18271690000000262, 8.56984289999999937 53.18277679999999918) | J/FdfnHQGsafAtTa | Service | 50 | 0.819214803963771 | wLObRUfFXYwH34L6 | jzvygCtiEozuzP5d | true | 1344261 |  | 187423461914062 | J/FdfnHQGsafAtTa | 2611239415570130
| LineString (8.57239645767407943 53.18148639487740326, 8.57234210999241064 53.18151293000160251) | M1A4eLqa7lx6VWFn | Connector | 32 | 1 | suiIQSM3b1hzmBkh | Hbgga1BQnQDilhxn | true | 46803265 |  | 514932327270508 | M1A4eLqa7lx6VWFn | 8343616479046430
| LineString (8.57239240000000002 53.18309349999999824, 8.57238300000000031 53.1829365999999979, 8.57238560000000049 53.18281389999999931, 8.57239087390716037 53.18279305084740116) | 9UMg2QakPpVBQbuH | Residential | 250 | 0.62 | FT3bT2LHnKQTnG+p | gzj/F+1NEPC5tivD | true | 3346289 | Mühlenstraße | 967221347503662 | 9UMg2QakPpVBQbuH | 14205243033783600
| LineString (8.57217101410032001 53.1818096841396013, 8.57206240000000008 53.18171879999999874, 8.57199269999999913 53.18163919999999933, 8.57183840000000075 53.1816802000000024) | VvHKmpktoxb3utht | Service | 0 | 0 | oqaO+gp8nU151hBI | Pb468UiZTNUijWD5 | false | 3372725 |  | 0 | VvHKmpktoxb3utht | 0
| LineString (8.57130165773230956 53.18404154728290223, 8.57139892499047029 53.18400758000060335) | th2IQexejD2Qm4Gx | Connector | 25 | 1 | fT3vmPexnMUTqr6w | bRbt4c698dXJxXUh | true | 7518496 |  | 294297523498535 | th2IQexejD2Qm4Gx | 4394613154595750
| LineString (8.56562667755969009 53.18285138794310285, 8.56560589999999955 53.18285780000000074, 8.56541831444764057 53.18290430205080099) | q27RP/XyYkGr6YfS | Residential | 65 | 0.65 | BzNMAopLxqs4ilm4 | hMbTfKXKQWTalpM4 | true | 15122295 | Kapitän-Dallmann-Straße | 434351023387909 | q27RP/XyYkGr6YfS | 506295486315796
| LineString (8.56833639027114025 53.18575617732930283, 8.56832698500357992 53.18569876501209848) | CVT3WkrvIR27PB+K | Connector | 25 | 1 | njEgqHOy/LhF7hj5 | 3Xme0yW90WfxCDbJ | true | 64177604 |  | 286956825256348 | CVT3WkrvIR27PB+K | 4394613154595750
| LineString (8.56844802131695005 53.18390361183799797, 8.56847598214664963 53.18398317913329976) | UyocjYhT63WuHlVH | Residential | 50 | 0.65 | dzvZtzSp0HEWa3gJ | 8vXpSvNyOGvmq9Lc | true | 9046634 | Flethestraße | 220785509967827 | UyocjYhT63WuHlVH | 2611239415570130
| LineString (8.56913610363180922 53.18361561715960306, 8.56907550000000029 53.18350269999999824, 8.56906490630490048 53.18345583637150042) | 1g7YhrYLyKvJywUc | Service | 32 | 0.81 | KygCXp5yIMcDbPmJ | w/Dl3yhMFqX5rzaN | true | 18459587 |  | 555998085021856 | 1g7YhrYLyKvJywUc | 8343616479046430
| LineString (8.57325194397044932 53.18211482862840001, 8.57326431994787086 53.18209134505139701) | kVJwSRdOVcfgOZ1K | Connector | 25 | 1 | kCxVZeVCG6rwxruJ | nysTZ3MErgOK8mwl | true | 27402534 |  | 34607536315918 | kVJwSRdOVcfgOZ1K | 4394613154595750
| LineString (8.5645688555074706 53.18376980991089908, 8.56450078999971076 53.18377072500010172) | cpKbTm1wue5tAOAw | Connector | 25 | 1 | ISno3nojsmvtvYIP | 8uLsFaC5HT8AOi/m | true | 4549669 |  | 317857532501221 | cpKbTm1wue5tAOAw | 4394613154595750
| LineString (8.57505950000000006 53.18473900000000043, 8.57484646986925014 53.18470137577750023) | xC4394XcqXvk79Dc | Residential | 65 | 0.64 | TMh8yAtT/3reP9l6 | AFZ0gljFO5ZNhPPh | true | 14838148 | Allmersstraße | 295046098632796 | xC4394XcqXvk79Dc | 506295486315796
| LineString (8.57175078942040081 53.18313092955850152, 8.57164889999999957 53.18311690000000169, 8.57140440000000048 53.18319569999999885) | LKzcS4wlIaujtSDb | Footway | 65 | 0.67 | #NAME? | ZGHeHREvnafMIRSh | true | 25527735 |  | 473458359737415 | LKzcS4wlIaujtSDb | 506295486315796
| LineString (8.56654086400842019 53.18480945348309774, 8.56645035500143948 53.18480907500010346) | Au6XLzzAnbQalZsa | Connector | 25 | 1 | wquTPkNHbdM7BpFZ | EMmJ8bJeU5BdtBEx | true | 60483336 |  | 278414630889893 | Au6XLzzAnbQalZsa | 4394613154595750
| LineString (8.56529053312456057 53.18489115262450184, 8.56529160999983041 53.18481382500480237) | GUOWXSKvQcNsj9X6 | Connector | 25 | 1 | ofUUsgQfODJc17xc | 9q66nJOsEvbxzKIy | true | 8602719 |  | 281748676300049 | GUOWXSKvQcNsj9X6 | 4394613154595750
| LineString (8.57735169999999947 53.18200370000000277, 8.57715840000000007 53.18205400000000083) | wRUJx3bjfCkxqhkb | Service | 0 | 0 | AX47Mu1FjQAxscpC | fhTNPYAHBFUQVfNf | false | 14077812 |  | 0 | wRUJx3bjfCkxqhkb | 0
| LineString (8.56661374932775033 53.18655172020069699, 8.56660427000439029 53.18648884501089924) | b3cJO/wct3vxZr3o | Connector | 25 | 1 | 6pGObcXaF6xlzTQQ | ByY8gylq53nQM2ev | true | 7023261 |  | 295531463623047 | b3cJO/wct3vxZr3o | 4394613154595750
| LineString (8.5795587585752493 53.18275977238889851, 8.5795723000000006 53.18277539999999703, 8.57962050000000076 53.18288210000000049) | IaegBjrl/poc7VXL | Secondary | 65 | 0.66 | pK1b6jBS2TB6cABy | xAKt8o956tfhNEvL | true | 14259188 | Landrat-Christians-Straße | 327256570358295 | IaegBjrl/poc7VXL | 506295486315796
| LineString (8.57601450113939023 53.18490687804629857, 8.57598743999037083 53.18496242501009874) | HdG/fbXG/oDyOalM | Connector | 25 | 1 | OfGpn/4TU4BxYB7N | 8DxQ4zMpCEa0v5IG | true | 64385557 |  | 285210266113281 | HdG/fbXG/oDyOalM | 4394613154595750
| LineString (8.56825549430535993 53.18335573535320293, 8.56811030999321055 53.18337414500049931) | SgNAvHtLz3fQK1ao | Connector | 25 | 1 | 6xuD52DBCF06KdSZ | UeurdeKrguZ9lELm | true | 9915942 |  | 286413688659668 | SgNAvHtLz3fQK1ao | 4394613154595750
| LineString (8.57680990000000065 53.18163179999999812, 8.57702363899863052 53.18189071169049953) | Zof/j+wS1yHAvIE/ | Residential | 125 | 0.62 | /nBz4lFNDCjUN3kx | PmegMkITV9GjOV1g | true | 3215029 | Leverkenbarg | 164651251697541 | Zof/j+wS1yHAvIE/ | 25836603610611200
| LineString (8.57735169999999947 53.18200370000000277, 8.57738789999999973 53.18213910000000055) | +C+361X6nSXp1DkG | Steps | 0 | 0 | AX47Mu1FjQAxscpC | EsqaHW4qN5p52jsi | false | 15255777 |  | 0 | +C+361X6nSXp1DkG | 0
| LineString (8.56758984009847069 53.18508238148859846, 8.56759195500145054 53.18514399501690093) | CTgJLnnaAZZ9ourn | Connector | 25 | 1 | 0+TNNm5f7tyw2KKK | bruthF+gXQiG1P8K | true | 68557386 |  | 328052558898926 | CTgJLnnaAZZ9ourn | 4394613154595750
| LineString (8.58064530000000047 53.1840635000000006, 8.58068830000000027 53.18406019999999756) | bWQ4LN/XDR5Ogqhf | Residential | 40 | 0.75 | rshjeJYkTzY+yjww | qeie2CVR1RvM/7YZ | true | 28968422 | Auestraße | 118641590595245 | bWQ4LN/XDR5Ogqhf | 14798583586907100
| LineString (8.56842209267447963 53.18382982720910235, 8.56844802131695005 53.18390361183799797) | W8qZOSy1gIAJVRxB | Residential | 50 | 0.66 | dJcbWFhdafMnbouw | dzvZtzSp0HEWa3gJ | true | 8389156 | Flethestraße | 191292301597598 | W8qZOSy1gIAJVRxB | 2611239415570130
| LineString (8.57889139527929068 53.18524674429819754, 8.57849679999999992 53.18520920000000274) | q6/GzniUKydMl5Y5 | Service | 50 | 0.68 | iWrpo0zC72tg1hNl | e14lwBhQMEtRYChc | true | 26696959 |  | 152849563903816 | q6/GzniUKydMl5Y5 | 2611239415570130
| LineString (8.56665040000000033 53.18315470000000289, 8.56677761736698962 53.18314236945339957) | wEB2OyqZ/ZYkCnAZ | Living street | 40 | 0.75 | jd2gVOWqQLk8+qOF | YPvKh/h08piadHJT | true | 8611474 | Flethepad | 883665919303894 | wEB2OyqZ/ZYkCnAZ | 14798583586907100
| LineString (8.5779858921124994 53.18354601300139706, 8.57795160000000045 53.1835524000000035, 8.57792592202570958 53.18355407284290237) | 9RQlbq31jMB5kwRv | Tertiary | 40 | 0.72 | iTxfUqPCZWGA5OIv | Zt4iyE/QAnF1Gzaq | true | 41252522 | Fresenbergstraße | 991977388000232 | 9RQlbq31jMB5kwRv | 14798583586907100
| LineString (8.5777434468958198 53.18471216584549666, 8.57771222498321073 53.18476461001439759) | 4BqXlXXEt3gs3xm/ | Connector | 25 | 1 | JwLZIOA31Gv9C9Y/ | i9n7Jatjej9VDnv5 | true | 61960564 |  | 293250179290771 | 4BqXlXXEt3gs3xm/ | 4394613154595750
| LineString (8.57411342658168074 53.18528910692339906, 8.57433299999999932 53.18532369999999787) | 4pGNXW+Xw1nuyrSS | Residential | 125 | 0.62 | 2JbqxM5Pi/nIjkNC | gZm16Zy0ctSCpOg0 | true | 15168913 | Johann-Hoppe-Straße | 222304643337248 | 4pGNXW+Xw1nuyrSS | 25836603610611200
| LineString (8.56492571984274065 53.18488931892539995, 8.56505173220977944 53.18488995244079831) | r7SXxgMde3foLwVm | Residential | 100 | 0.63 | qeiQ/v9UaPeh/XN4 | 2jdQTX+bCpN76asN | true | 8420949 | Richard-Jung-Straße | 132515188676835 | r7SXxgMde3foLwVm | 14856808858803300
| LineString (8.57483096732953953 53.18612225231149893, 8.57510841680458924 53.18618961611910123) | ljiO/R7wzR4Mthr3 | Residential | 0 | 0 | #NAME? | WRYMdzRaz4PELxCP | false | 19997038 | Heimstättenweg | 0 | ljiO/R7wzR4Mthr3 | 0
| LineString (8.57483288059357918 53.18469897569840299, 8.57466267197476917 53.18466891403450347) | sUJKljEdMhf10xe6 | Residential | 65 | 0.64 | P4fELVOfz6r8jwrb | EJUWAmwwYCjkZ9Q+ | true | 1185553 | Allmersstraße | 331028006591776 | sUJKljEdMhf10xe6 | 506295486315796
| LineString (8.57951790000000081 53.18473670000000197, 8.5794816544912802 53.1846379642652991) | rYNdjRfPftD/NLoZ | Service | 25 | 1 | Dm2ooHN/PHCro9N2 | TzJbxGGUCHRFB/cd | true | 11247863 |  | 362353134155273 | rYNdjRfPftD/NLoZ | 4394613154595750
| LineString (8.56454698238152012 53.18570604565110216, 8.56467218499525984 53.18569717500029981) | gthYa7Zm7hjQ2t/H | Connector | 25 | 1 | unRTV08E5+I7OMeS | mHTnuyQ24hVYhkTF | true | 8424383 |  | 293565654754639 | gthYa7Zm7hjQ2t/H | 4394613154595750
| LineString (8.56830224342031066 53.18348877119080242, 8.56830307471505037 53.18349113683210305) | k69xcaeBhBrcFV6I | Residential | 40 | 0.7 | lwV58veMk8FE0yoz | DD8ZSH/BXTr95Wx9 | true | 0.2689683 | Flethestraße | 100544267845165 | k69xcaeBhBrcFV6I | 14798583586907100
| LineString (8.57519579534286969 53.18196971648080051, 8.57520009961224972 53.18198814299829991) | wWnRTnXnRgGvUWSR | Residential | 125 | 0.62 | 6L473VUCva8g6Xsb | 8BBvEwg046KIRQWf | true | 20699651 | Kaffeestraße | 191256193775176 | wWnRTnXnRgGvUWSR | 25836603610611200
| LineString (8.57701537784785017 53.18509509572889726, 8.5769522473014792 53.185080436571603) | XpqmNaFrMASB9EfF | Residential | 32 | 0.81 | UP6/eCpGBlwK+wJz | yA/y1bPGb6SkGLOn | true | 45228477 | Allmersstraße | 479653969001956 | XpqmNaFrMASB9EfF | 8343616479046430
| LineString (8.57132350862358017 53.18207457466129995, 8.5712089174087307 53.18208373271210121) | UBIp4Ib/syHaA5wv | Residential | 80 | 0.65 | Zemeh8WGAefvRncy | Gs2eGmoskrIUN/lt | true | 7725417 | Kapitän-Dallmann-Straße | 526238717079163 | UBIp4Ib/syHaA5wv | 8519200479572930
| LineString (8.57774026550882063 53.18471148244489655, 8.57777433497843056 53.18465425501899801) | fLNOF/O70Cd+dYTB | Connector | 25 | 1 | bwroAwYxDAaQg3Qd | YDN65HMp2XfxrXKI | true | 67611766 |  | 295649719238281 | fLNOF/O70Cd+dYTB | 4394613154595750
| LineString (8.57497942000000002 53.18134593999999993, 8.57497788047483667 53.18145240734568802) | dmZsTlGthdbAA7tv | Connector | 25 | 1 | oM1P6oylooVqm1rN | GsJaQ+o0NqPvW/W7 | true | 11849164098362200 |  | 41716438293457 | dmZsTlGthdbAA7tv | 4394613154595750
| LineString (8.56771870000000035 53.18018119999999982, 8.5676117000000005 53.18007000000000062) | BgQmzURMztN0WPz/ | Service | 100 | 1 | cUyk6A1s3wh2OKK9 | s4zFOP5JeOCyAUoL | true | 14288726 |  | 144393188476562 | BgQmzURMztN0WPz/ | 14856808858803300
| LineString (8.56841239999999971 53.18221460000000178, 8.56821700000000064 53.18222120000000075, 8.56805289999999964 53.18223090000000042, 8.56783989999999918 53.18225269999999938) | xxp7/yypCK/vXhYY | Residential | 65 | 0.64 | #NAME? | oA9ZqKI4vZuqtF9h | true | 3853782 | Kapitän-Dallmann-Straße | 426246358642578 | xxp7/yypCK/vXhYY | 506295486315796
| LineString (8.57241004019095953 53.18272368405109773, 8.57243635677816052 53.18267507105019831) | Gvk4+mZCckPZoYep | Residential | 250 | 0.62 | 1HfhRYzRwQ9HFDIW | N3kSsjTOMcAmXUBd | true | 56867886 | Mühlenstraße | 971348046775818 | Gvk4+mZCckPZoYep | 14205243033783600
| LineString (8.57615725022401953 53.18260861575380005, 8.57616697499373082 53.18256389501519976) | kACl3KZz3UJ5TWmy | Connector | 25 | 1 | 38+N/FdsUAp6HnU5 | vIq69fd8S5E/1TcP | true | 50172834 |  | 288572864532471 | kACl3KZz3UJ5TWmy | 4394613154595750
| LineString (8.57494415214761929 53.18311348617250189, 8.57494572499530072 53.18309125002409843) | OgneUWN+LS/J1MXi | Connector | 25 | 1 | tX8l3j33oib2KRNs | 24/eJ4wX8bz/+hHF | true | 24759214 |  | 294129829406738 | OgneUWN+LS/J1MXi | 4394613154595750
| LineString (8.56785848983082943 53.18412858826049927, 8.56772577360164966 53.18411830624629744) | MKpWBdcJVifTt4qR | Residential | 150 | 0.62 | VHFy68TbRMGq5fAd | xFxDWFEegaGl97Pl | true | 8942247 | Fresenbergstraße | 3344104740448 | MKpWBdcJVifTt4qR | 40530788484379904
| LineString (8.57911203446898973 53.1822357479941985, 8.57902632995734926 53.18226205000689788) | 90NaKGZ3Cg4z/rcg | Connector | 40 | 1 | wq8Y3ac99MBFpcFA | xx6gUhyjvBuxc0UV | true | 6431592 |  | 855773239135742 | 90NaKGZ3Cg4z/rcg | 14798583586907100
| LineString (8.58008976742226004 53.18001655361779711, 8.57988676482530011 53.18004789501439689) | UCPlf7cmt+XKSnxX | Connector | 50 | 1 | /ueDSlh6sqR8LUka | LmkRlLvEubvUAkVP | true | 14007828 |  | 151094512939453 | UCPlf7cmt+XKSnxX | 2611239415570130
| LineString (8.56385260000000059 53.18417300000000125, 8.56392740000000074 53.18421969999999988, 8.56408530000000034 53.18438890000000185) | qfnnqyvSCZ9maF1V | Residential | 32 | 0.75 | HswD2x+QXYozbqlt | 2EGi2UnYpN+8czpf | true | 28788054 | Besanstraße | 818891701698303 | qfnnqyvSCZ9maF1V | 8343616479046430
| LineString (8.57599562839182994 53.18259593296949816, 8.57595762085374957 53.18259295040999746) | FlX9oDyIpfqITFaL | Residential | 40 | 1 | hRNhtYKSKiQtk7PX | NR5GMd4dTWidGAB+ | true | 2561531 | Lüder-Clüver-Straße | 121290260314956 | FlX9oDyIpfqITFaL | 14798583586907100
| LineString (8.58995129999999918 53.17931690000000344, 8.59006783997222989 53.17926103500369805) | DI6yFBMMRfIZb5VO | Connector | 40 | 1 | FwJBqJw15S0Sp5gV | bGVjNfaGUzcIuyRA | true | 9964275 |  | 104400024414062 | DI6yFBMMRfIZb5VO | 14798583586907100
| LineString (8.57525292035506936 53.18312136691960035, 8.57533650000000058 53.18312350000000066, 8.57551899999999989 53.18311320000000109) | V74a63lgNJk/oLeH | Residential | 65 | 0.62 | PKNOBQPsBQMoGTXJ | BztBmgT33hNNyoJO | true | 17839985 | Eichsfelder Straße | 406346347732528 | V74a63lgNJk/oLeH | 506295486315796
| LineString (8.57382204292948913 53.18525416961170293, 8.57383836999827054 53.1851832400043989) | xccrDxYKKxKniTdq | Connector | 25 | 1 | wLJU577m2nQtehLV | KZ8HYyKx/XHlfnM/ | true | 796573 |  | 330455894470215 | xccrDxYKKxKniTdq | 4394613154595750
| LineString (8.56407206084266015 53.18402838494989737, 8.5640027100067595 53.18395884500340287) | QjFq5qq9nUwbh7EH | Connector | 32 | 1 | cLDEOwl3DPBFCPJf | w1/jHAokQxBsIEkh | true | 9018003 |  | 51041633605957 | QjFq5qq9nUwbh7EH | 8343616479046430
| LineString (8.57706827054325061 53.18559041137429944, 8.57696102501697943 53.18552517000620128) | MDT+irqANSYImjud | Connector | 20 | 1 | CewtUNUeJtPC8DkS | c/kJdE8Lbk8ib9R7 | true | 10199743 |  | 242062606811523 | MDT+irqANSYImjud | 2442449145137490
| LineString (8.57629131798053024 53.18346784566109875, 8.57610880000000009 53.18345980000000139, 8.57608604646783057 53.18345967224630044) | UYOEJgZVWtu17F/L | Tertiary | 80 | 0.65 | 6bU6Pni4W0b6Lgbh | DMGmPjoXOwJb5930 | true | 1375038 | Fresenbergstraße | 583489096641541 | UYOEJgZVWtu17F/L | 8519200479572930
| LineString (8.57699180000000005 53.18455070000000262, 8.57696519689410941 53.18454512857429961) | u9LdWM4Oo+4Fv/XZ | Residential | 65 | 0.65 | nSadrTihsbkBsXfc | Rz3O40/GPq+Q6hqs | true | 18826873 | Cord-Steding-Straße | 263352183628071 | u9LdWM4Oo+4Fv/XZ | 506295486315796
| LineString (8.56529044969311038 53.18489115220530294, 8.56529053312456057 53.18489115262450184) | k6VBzAdSqRyYK39P | Residential | 100 | 0.63 | leflFFuBaDE288mf | ofUUsgQfODJc17xc | true | 0.00557542 | Richard-Jung-Straße | 139791214633943 | k6VBzAdSqRyYK39P | 14856808858803300
| LineString (8.56652045517870953 53.18437991187470004, 8.56664507999849079 53.18437927500009721) | Z2jhGU1tDRR3J+gT | Connector | 25 | 1 | BK/zbnlhOUxGwTNt | YLyBW/DbWTMahC3G | true | 8328332 |  | 292003574371338 | Z2jhGU1tDRR3J+gT | 4394613154595750
| LineString (8.58366746702000682 53.18173840325850676, 8.58412120000000023 53.18153749999999746, 8.58416199999999918 53.18151919999999677) | NTSYZtOdtY/b+gii | Secondary | 65 | 0.67 | #NAME? | EKfKW49giud6drex | true | 4108801079024050 | Landrat-Christians-Straße | 394235081996943 | NTSYZtOdtY/b+gii | 506295486315796
| LineString (8.5767284388790106 53.18449554457630057, 8.57668921997722933 53.18456311501900302) | hFyjk+hLeD7PR9On | Connector | 25 | 1 | tHUtMnIxyRpyMzfg | CfDu5tQyb2YcQlXy | true | 79607315 |  | 323678741455078 | hFyjk+hLeD7PR9On | 4394613154595750
| LineString (8.56663291520817971 53.18585940697639813, 8.56656450000000014 53.18586369999999874, 8.5664821143756793 53.1858679244335022) | qTXbuxx6PQzTLzyr | Residential | 80 | 0.63 | Gtgh0ePPu3dY+cvA | bPZoPuPaAXjmSuSC | true | 1012179 | Küferstraße | 565144098644261 | qTXbuxx6PQzTLzyr | 8519200479572930
| LineString (8.56890194339706035 53.18572296352380135, 8.56877065931747062 53.18573057760119838) | ukQQbgqT1y01gkZA | Residential | 40 | 0.68 | ojQ2N1kw8SE8OW8E | ZCoIOyrQJpFQwvMe | true | 8813556 | Küferstraße | 122692348327662 | ukQQbgqT1y01gkZA | 14798583586907100
| LineString (8.57247350181381051 53.18374173733270283, 8.57245855171676929 53.18361110901039979) | 63UpHvsStMb4Gn5Y | Residential | 250 | 0.62 | Y+S+Js32j74A/H9J | Wg09b7s0hngwDko4 | true | 14566222 | Mühlenstraße | 900732937534332 | 63UpHvsStMb4Gn5Y | 14205243033783600
| LineString (8.57319560000000003 53.18450070000000096, 8.57288849999999947 53.18459070000000111, 8.57271043614498929 53.18459174702120151) | 1KSCruVj3W/VlCVy | Service | 0 | 0 | oVnH1JiNdF4fm6Fc | KX8UbWagSDyrW18t | false | 34733524 |  | 0 | 1KSCruVj3W/VlCVy | 0
| LineString (8.57108067260218043 53.1841516604193032, 8.57099093153508029 53.1841613965787019) | A3VQMRiIRymt4Gis | Residential | 200 | 0.62 | ppNO1DRC0bx9JHAQ | Tz4Eyo/Xq3Idsk77 | true | 60939856 | Fresenbergstraße | 431225418994904 | A3VQMRiIRymt4Gis | 8223548985685890
| LineString (8.56880002175156008 53.18416519301459999, 8.56879165999644954 53.18423279502010104) | QaKYvJJBIXQb3jUh | Connector | 25 | 1 | xoSpb8oStx9QmorA | 5xA/cC1ZtBxJmw0A | true | 7541207 |  | 285227832794189 | QaKYvJJBIXQb3jUh | 4394613154595750
| LineString (8.57385500229720954 53.1837749664480981, 8.57381393500262945 53.18368727500330095) | dR6tZ8Ef4iA+/poz | Connector | 25 | 1 | ISscV69ZMoK01jhj | phNFhnpi1rzFSL46 | true | 10134019 |  | 285215435028076 | dR6tZ8Ef4iA+/poz | 4394613154595750
| LineString (8.56457389999999918 53.1839051999999981, 8.56447600000000087 53.18391369999999796, 8.56434770000000078 53.18394080000000201, 8.56416399999998923 53.18399529999999942) | vFw43kbY5Lodv5u9 | Residential | 40 | 0.7 | lv5zUkHsgDQIqSus | VciKyZauaD3c87hD | true | 2938995 | Fresenbergstraße | 126596188545227 | vFw43kbY5Lodv5u9 | 14798583586907100
| LineString (8.57228779999999979 53.18198600000000198, 8.57214469663404977 53.18199977947180201) | s8a9Eu0RgmIUa3Br | Residential | 80 | 0.64 | 9tr8ZayKLR4ENqjc | RWmqVzqa0MVn6loJ | true | 968546 | Kapitän-Dallmann-Straße | 709777357177734 | s8a9Eu0RgmIUa3Br | 8519200479572930
| LineString (8.57599445364633972 53.185666942424902, 8.5760337266916693 53.18567889514979896) | KpUGfNtiK83Vtm38 | Residential | 125 | 0.63 | V0v76PVOskQSZ8hz | 6mrWhsg4aXk3vEKo | true | 29419758 | Johann-Hoppe-Straße | 167804285133362 | KpUGfNtiK83Vtm38 | 25836603610611200
| LineString (8.58383019999999952 53.18210592999999875, 8.58381425741505311 53.18206992422970814) | yzchavSJVsDwYGe8 | Connector | 40 | 1 | TmqJEGmFu2X+MOI7 | nf8MIH6IE+yY5C1p | true | 4146398239102330 |  | 109009803771973 | yzchavSJVsDwYGe8 | 14798583586907100
| LineString (8.57031920000000014 53.18302309999999977, 8.5700175999999999 53.18271690000000262) | 11uYaLJZ54Xwx1fl | Residential | 65 | 0.75 | k4XnyzWnjSsWTL70 | wLObRUfFXYwH34L6 | true | 39579758 | George-Albrecht-Straße | 27518835067749 | 11uYaLJZ54Xwx1fl | 506295486315796
| LineString (8.57793044121140014 53.18279105012479846, 8.5778202414982303 53.182783033586702) | 7mqWM2bsWTdEJja0 | Residential | 100 | 0.63 | Fob8XzTcfKdFEZZa | X5LIZYFlIBty4f79 | true | 7418146 | Lüder-Clüver-Straße | 119774067970278 | 7mqWM2bsWTdEJja0 | 14856808858803300
| LineString (8.57652267111240008 53.18348049593979709, 8.57653897499744922 53.18338648000649727) | iIdJyuAQhY1uQnYQ | Connector | 25 | 1 | 3aoHdvLdAEQHQ2Qy | MCD00RmYZlaTiBj1 | true | 10515521 |  | 31401159286499 | iIdJyuAQhY1uQnYQ | 4394613154595750
| LineString (8.56430185934024912 53.18467002967999946, 8.56431624952461057 53.18470742439370014) | BIOd3ZtFudAGxEdk | Residential | 25 | 1 | iy/gf0Xkh7f8dHJx | 4J76g4TSw+QLRnLO | true | 4269722 | Besanstraße | 31138355255127 | BIOd3ZtFudAGxEdk | 4394613154595750
| LineString (8.57718463392330044 53.18208579235560052, 8.5770834249938197 53.18211593000099668) | yKJ1WGQnDjpqdt1A | Connector | 25 | 1 | ckwcDS4rMiqZZDs/ | hDQgU3/HxyLaHYIM | true | 75489864 |  | 274821681976318 | yKJ1WGQnDjpqdt1A | 4394613154595750
| LineString (8.57556770000000057 53.1855606000000023, 8.57560934647598927 53.18546882232009665) | Y9kwX2updtK++/Bf | Residential | 0 | 0 | OHNm02yv3sN16BIO | XwJJnLQ2l2194ZsS | false | 10582413 | Dilichplatz | 0 | Y9kwX2updtK++/Bf | 0
| LineString (8.5683833834423897 53.18211141730159852, 8.56837558034806968 53.18208366946159771) | WabFR2saVlUoFwTD | Residential | 80 | 0.63 | n3qT6OedrhIs+YCN | F5uA7aZGtCKMVLF4 | true | 31305816 | Zum Donaufleet | 56138580247879 | WabFR2saVlUoFwTD | 8519200479572930
| LineString (8.57562830461050929 53.18483899028650086, 8.57565689998640046 53.1847802950141002) | dKnwXyI+g4tG5z+U | Connector | 25 | 1 | 4bFn4JEHKt60R9Y5 | 3rOpR7g21Wo3qYEv | true | 6803492 |  | 296194629669189 | dKnwXyI+g4tG5z+U | 4394613154595750
| LineString (8.57249076320812975 53.1842608500675027, 8.57258968499951912 53.18426158000009707) | roope7hOelv0xJWN | Connector | 32 | 1 | YuUj1smjMJgWls/d | 4o6I0SiP3K1hk0vE | true | 6610945 |  | 504216537475586 | roope7hOelv0xJWN | 8343616479046430
| LineString (8.57913931271228059 53.18226782378869899, 8.57926829497525034 53.18222824000400095) | ivHeHNfnNQWEtSRH | Connector | 25 | 1 | w36CYfFY9tm1vu/9 | Bh33I4TukNt0MHnb | true | 9679328 |  | 345349006652832 | ivHeHNfnNQWEtSRH | 4394613154595750
| LineString (8.56745214478860007 53.1840967451085973, 8.56740488499779929 53.18427811500399827) | HproWxXxkI4QeILd | Connector | 25 | 1 | JD8+2NhziX3CK+vs | vU5jSqR8egbd7L0K | true | 20422407 |  | 294945907592773 | HproWxXxkI4QeILd | 4394613154595750
| LineString (8.57667066909291975 53.18501803856800336, 8.57664202998943992 53.18508084000990266) | FU6tR0GEt4M7jmbs | Connector | 25 | 1 | 5B89uwKT47xjU2Qe | 8pXUqtZpyAE+IPQo | true | 7243806 |  | 285197715759277 | FU6tR0GEt4M7jmbs | 4394613154595750
| LineString (8.56787433265419018 53.18578356992379952, 8.56780352651164989 53.18578778509409943) | zSl3FdTn0Bk8fUlo | Residential | 65 | 0.64 | /m0HxYk3XrtRgIH6 | s+KCwtTl5PFwVneQ | true | 47546325 | Küferstraße | 321126018066425 | zSl3FdTn0Bk8fUlo | 506295486315796
| LineString (8.57494987886362026 53.18248857781220096, 8.57493192499416956 53.18253930000810215) | MkzZ2hr4Avk5BSqA | Connector | 25 | 1 | TQ42wO3CejmePadp | ZObmft/lOZp4gLVj | true | 5768806 |  | 329077491760254 | MkzZ2hr4Avk5BSqA | 4394613154595750
| LineString (8.56519383950099922 53.18294838266820079, 8.56515601501405932 53.18287112001500105) | u2Qs0vUGNnjAGYb1 | Connector | 25 | 1 | oRkO0qiKcJ2BVQ6X | tdhgmXfs6AH2jfVV | true | 8959159 |  | 301162014007568 | u2Qs0vUGNnjAGYb1 | 4394613154595750
| LineString (8.56624258782722059 53.18490491453370339, 8.56653969999999987 53.18490990000000096) | Z8ztxK6JGDmpUN7c | Residential | 125 | 0.62 | zhvVDaQtGbTh8bH1 | rxOmaSdYnj1xK2hL | true | 19861967 | Richard-Jung-Straße | 157114767295838 | Z8ztxK6JGDmpUN7c | 25836603610611200
| LineString (8.57325194397044932 53.18211482862840001, 8.57302989999999987 53.18207259999999792) | qYwUtGVYRExoa9cE | Residential | 32 | 0.72 | kCxVZeVCG6rwxruJ | ZcJstD01+nR3GQK6 | true | 15564705 | Lüder-Clüver-Straße | 706033039855957 | qYwUtGVYRExoa9cE | 8343616479046430
| LineString (8.56663291520817971 53.18585940697639813, 8.56664117500504041 53.18590690001489918) | QiU0Sij1avpYKggI | Connector | 25 | 1 | Gtgh0ePPu3dY+cvA | TMHnX8BMvDC0nXCW | true | 53121805 |  | 293445358276367 | QiU0Sij1avpYKggI | 4394613154595750
| LineString (8.57747395735303009 53.18153088714449694, 8.57750111500043033 53.18146044500370095) | z4lNBaBfpQ64ibue | Connector | 32 | 1 | ekwTnAE3R5afqeTV | 2lQ4lvIuxeDJq4YL | true | 8043849 |  | 574318161010742 | z4lNBaBfpQ64ibue | 8343616479046430
| LineString (8.57711946666280056 53.18200682456009787, 8.57715840000000007 53.18205400000000083) | lRjatgWT+V959Zru | Residential | 125 | 0.62 | Uaf0z0VlxzptEqVx | fhTNPYAHBFUQVfNf | true | 5857654 | Leverkenbarg | 160967085041048 | lRjatgWT+V959Zru | 25836603610611200
| LineString (8.57308019992949966 53.18471500712630018, 8.57313558000610065 53.18477856000350101) | KPV9QbM5Mfv/M8H6 | Connector | 20 | 1 | baI6SdkNOfDAwRgG | bp0OlyUmb/mIKnSz | true | 7980016 |  | 241582374572754 | KPV9QbM5Mfv/M8H6 | 2442449145137490
| LineString (8.5732545515801295 53.18311806593000313, 8.57326055613557081 53.18311791244919817) | /3AgaTWJZW2l6FzH | Residential | 32 | 1 | wENpmiDfTbj4kGFy | TfU/s+rhlenJrJq2 | true | 0.40162805 | Eichsfelder Straße | 664273777008057 | /3AgaTWJZW2l6FzH | 8343616479046430
| LineString (8.57925110540583979 53.18239927741679907, 8.57912393484092917 53.18243830502429859) | F8foMV5O4B/RQikY | Connector | 32 | 1 | zP1aBSQKs4c60LPl | yurLnzf4TqrDZZGq | true | 9543332 |  | 639537696838379 | F8foMV5O4B/RQikY | 8343616479046430
| LineString (8.56515621760492074 53.18481088019070313, 8.56516041000013928 53.18450990001200296) | 7dPE8Fmr1Pe6ST4R | Connector | 25 | 1 | 6rE1/udSSFYPx/SQ | 7Vv1QUKecbIpuc6y | true | 33484127 |  | 296058311462402 | 7dPE8Fmr1Pe6ST4R | 4394613154595750
| LineString (8.56745214478860007 53.1840967451085973, 8.56741133710283087 53.18409290823849744) | n2jm+IwByHWoa2Ef | Residential | 150 | 0.62 | JD8+2NhziX3CK+vs | R8ztzeHAPmHXUIw7 | true | 2760187 | Fresenbergstraße | 325260876739502 | n2jm+IwByHWoa2Ef | 40530788484379904
| LineString (8.56569403182112943 53.18283060204939972, 8.56562667755969009 53.18285138794310285) | R3Hf7nZC8nB0/bQ0 | Residential | 65 | 0.65 | 9A6lQHgY6M6YM1N8 | BzNMAopLxqs4ilm4 | true | 50603223 | Kapitän-Dallmann-Straße | 414310658073425 | R3Hf7nZC8nB0/bQ0 | 506295486315796
| LineString (8.5899599999999996 53.1798525999999967, 8.5904360999999998 53.17979050000000285) | 4cFzpbADVQHm5KK1 | Secondary | 25 | 1 | rT+5Fa0G+xahndBj | qWloP22b9EC/3eTJ | true | 32559963 | Landrat-Christians-Straße | 430803604125977 | 4cFzpbADVQHm5KK1 | 4394613154595750
| LineString (8.57534826852205967 53.18253946443930147, 8.57533027499204081 53.18259030001109977) | SGKvM9rmPiG27IyC | Connector | 25 | 1 | KrlDgWaDEaUaC4sB | sVF9Bzr+RT2gtunM | true | 5781694 |  | 285671977996826 | SGKvM9rmPiG27IyC | 4394613154595750
| LineString (8.56983010212981 53.18566195766420179, 8.56975620000000049 53.18567139999999682, 8.56945061420134024 53.18569021813240028) | Q5Pto/u1d8vxese4 | Residential | 0 | 0 | JgcKCb4qKfHg4LE3 | NzpLJuKpMQJHgSDJ | false | 2557595 | Küferstraße | 0 | Q5Pto/u1d8vxese4 | 0
| LineString (8.5674783935468799 53.18645507018389651, 8.56745401500617021 53.18641606001479971) | wf7VV6o+Wawm90/5 | Connector | 25 | 1 | 76ys4Abqm24YBCtC | 1eXFu4Gdl0Lz0O8b | true | 46354113 |  | 294644927978516 | wf7VV6o+Wawm90/5 | 4394613154595750
| LineString (8.57326665234105079 53.18522850275930125, 8.57329862785853081 53.18522865661390142) | ovptfDicoFW4rIkc | Residential | 125 | 0.62 | 88kPjijEuoBVbU1o | qPFuNzg7sK2r7+hC | true | 21367836 | Johann-Hoppe-Straße | 244212006214145 | ovptfDicoFW4rIkc | 25836603610611200
| LineString (8.57442493516595938 53.18602366751110111, 8.5744531199940095 53.18598178500479889) | 0VAB0kiAwF+iEIeM | Connector | 25 | 1 | YEBHb2/9I6dT7sZi | 3EgSV68H7yODz4D4 | true | 50255303 |  | 280849323272705 | 0VAB0kiAwF+iEIeM | 4394613154595750
| LineString (8.57826359999999966 53.18144300000000158, 8.57830650000000006 53.1813982999999979, 8.5783965000000002 53.18134950000000316, 8.57879020000000025 53.18123489999999975, 8.5788890999999996 53.181185499999998, 8.57891440000000038 53.18116810000000072) | gi0dCt7dy4Rl3GCK | Unclassified | 0 | 0 | W0VLPnWyYhHWvURQ | a7pa8CMgPOg/S+vG | false | 5424499 | Nicolaus-H.-Schilling-Straße | 0 | gi0dCt7dy4Rl3GCK | 0
| LineString (8.57387333423594988 53.18223300284609678, 8.57385561792282935 53.18222963366240208) | mLGm0UCke4x53B91 | Residential | 32 | 0.81 | v2xNgTJjzX9Lp12y | g37W7uU9LxN1VzFc | true | 12418594 | Lüder-Clüver-Straße | 482599204444885 | mLGm0UCke4x53B91 | 8343616479046430
| LineString (8.56772577360164966 53.18411830624629744, 8.56773597999936953 53.18407077001560168) | jg6jc3FNxO6Wo0sG | Connector | 25 | 1 | xFxDWFEegaGl97Pl | fDf9NVtGtVflplVc | true | 5332034 |  | 291874408721924 | jg6jc3FNxO6Wo0sG | 4394613154595750
| LineString (8.57696519689410941 53.18454512857429961, 8.5767284388790106 53.18449554457630057) | n9m+7MvyuHEs1LgA | Residential | 50 | 0.65 | Rz3O40/GPq+Q6hqs | tHUtMnIxyRpyMzfg | true | 16755257 | Cord-Steding-Straße | 24333726224897 | n9m+7MvyuHEs1LgA | 2611239415570130
| LineString (8.56758083130083925 53.18410707685880112, 8.56756431499199067 53.18418400002389745) | PmPi9BqfBMSepCxw | Connector | 25 | 1 | D9OtyYtR4KtQNkI2 | EjFLlCMWVRhqUhlD | true | 86283045 |  | 304863243103027 | PmPi9BqfBMSepCxw | 4394613154595750
| LineString (8.56996098833954001 53.18142352190449884, 8.56990776000743004 53.18150116000440164) | rlzwyaGn/Cd8IHIh | Connector | 25 | 1 | AajxqYPaxSM2GxjD | nw077vUyO33klD/C | true | 9340808 |  | 294390029907227 | rlzwyaGn/Cd8IHIh | 4394613154595750
| LineString (8.58973650000000077 53.18012319999999704, 8.58967559999999963 53.18007490000000104, 8.58953400000000045 53.17991200000000163) | Y5dBzUVcQFwukq0l | Residential | 32 | 1 | FXLVI5M9dhX4thNo | xWMDPxsvOAJKvnG6 | true | 27184763 | Am Forst | 742401123046875 | Y5dBzUVcQFwukq0l | 8343616479046430
| LineString (8.56563117927959006 53.1848946529201001, 8.56563491999989068 53.18481424500210153) | /6lGz3kAzTaZeeGO | Connector | 25 | 1 | cjqdaHefhbw+T/j4 | bnhDqsXO5mFp9QkP | true | 8948582 |  | 27841760635376 | /6lGz3kAzTaZeeGO | 4394613154595750
| LineString (8.57846229999999998 53.17713859999999926, 8.57863240000000005 53.17720990000000114, 8.57880729999999936 53.17729700000000292, 8.57891730000000052 53.17737410000000153, 8.57901640000000043 53.17747169999999812) | 16RHLZCo0nxdVsQq | Unclassified | 0 | 0 | WrUJlzhnrV3K/JAw | kCEOUxpXFshrZsWb | false | 5306083 | Marschgehren | 0 | 16RHLZCo0nxdVsQq | 0
| LineString (8.56631668593981921 53.18587640682390116, 8.56632348500897045 53.18592425002489676) | aKInpI1reZA5maqk | Connector | 25 | 1 | /3QDuPDXyCQ06o1o | 8U7sxf7lp8gfYM4P | true | 534174 |  | 288124828338623 | aKInpI1reZA5maqk | 4394613154595750
| LineString (8.5904360999999998 53.17979050000000285, 8.59095789999999937 53.17972230000000167) | xHfBQTSMo02nj9Sx | Secondary | 25 | 1 | qWloP22b9EC/3eTJ | aC61YzFrxlxQ3/LF | true | 35688675 | Landrat-Christians-Straße | 430803604125977 | xHfBQTSMo02nj9Sx | 4394613154595750
| LineString (8.56690297481202023 53.18653598744860034, 8.56689208503108013 53.18646376007519905) | GFyEh0TZJ0bp5MGG | Connector | 25 | 1 | OGGIxnpp2sYIm6Is | iU9P3fTHYYdSziYL | true | 8067918 |  | 425752105712891 | GFyEh0TZJ0bp5MGG | 4394613154595750
| LineString (8.5712993723063402 53.1841279330186012, 8.57108067260218043 53.1841516604193032) | 9bUHC254Qx5igtTE | Residential | 200 | 0.62 | 7nxNzyKqyejjUZWy | ppNO1DRC0bx9JHAQ | true | 14851104 | Fresenbergstraße | 433122062152863 | 9bUHC254Qx5igtTE | 8223548985685890
| LineString (8.57264890000000079 53.18560399999999788, 8.57261587135410075 53.18537173071030111) | UGBuJwESZqffw1If | Tertiary | 65 | 0.65 | 2BmZxt7np0ADfeg1 | V+hC2sZ7Ue5+HQiw | true | 259332 | Mühlenstraße | 439400417804718 | UGBuJwESZqffw1If | 506295486315796
| LineString (8.56621336011025925 53.18397376739270044, 8.56620303999213917 53.18401036001390025) | xL/x3MvPmYKVYL0M | Connector | 25 | 1 | VqDu0N+PdNrL0C2u | xA5olf7pJF9069MT | true | 41288004 |  | 37249210357666 | xL/x3MvPmYKVYL0M | 4394613154595750
| LineString (8.57877320659273046 53.18405870494090237, 8.57882290000000047 53.18386569999999836, 8.57890109955178914 53.18369244264039963) | X1lzBzM7p/xnnoid | Secondary | 32 | 1 | qUbbNZJijaqYyoin | LeD/LAHrQc14hTek | true | 4169646 | Lüssumer Straße | 509644889831543 | X1lzBzM7p/xnnoid | 8343616479046430
| LineString (8.56947263770539003 53.18387444460950064, 8.56941348999862029 53.18388344500009879) | ZBa4mvXmGsnaiHWQ | Connector | 25 | 1 | ug6Tmo4CF1t4NDli | MB/3BT+Sj7aKJP1Z | true | 4077427 |  | 388400077819824 | ZBa4mvXmGsnaiHWQ | 4394613154595750
| LineString (8.56456355985318041 53.1836276779927033, 8.56470658499996951 53.18362575500000133) | 35nQCj+dOveCtZC0 | Connector | 25 | 1 | NLDqwwX0+stnVCba | j4J5ddMvljybomx5 | true | 9560191 |  | 294943752288818 | 35nQCj+dOveCtZC0 | 4394613154595750
| LineString (8.5716615201585693 53.18362504145719782, 8.57157888994042949 53.18365037001129991) | 3DVixcRq3TZY+/rm | Connector | 40 | 1 | WCfY02OAHSEa+p+Y | tX7krFqIWnu8tij1 | true | 6199212 |  | 110973594665527 | 3DVixcRq3TZY+/rm | 14798583586907100
| LineString (8.58344984739204087 53.18090347616470126, 8.58305238999012943 53.18117859000240344) | 7Uc+mxD0afQSbrhJ | Connector | 25 | 1 | BBzXct5UDILEGi0+ | BpfkJk2d26bUUXyS | true | 4052446 |  | 337564811706543 | 7Uc+mxD0afQSbrhJ | 4394613154595750
| LineString (8.58174900000000029 53.18325219999999831, 8.58160449999999919 53.18315950000000214, 8.58132613169895997 53.18315930551280246) | U/ZPWPrsYxY+AcK7 | Service | 40 | 1 | 6SOIlTIt4qd+c4DM | xjqSvy6GXs+rxNbK | true | 3273025 |  | 10039143371582 | U/ZPWPrsYxY+AcK7 | 14798583586907100
| LineString (8.56758817823451935 53.18508240207110305, 8.56758567500138923 53.1850094750168978) | aQT0+EYhDuaiGQNq | Connector | 25 | 1 | zm1eTzV4DSFqzmOo | GD30XiOZBbnJQ9zX | true | 8114594 |  | 328342323303223 | aQT0+EYhDuaiGQNq | 4394613154595750
| LineString (8.5665316081114895 53.18450399263259953, 8.56665295999830967 53.18449952000010228) | pMQbDyCMiSGMTPEy | Connector | 25 | 1 | cq9GART0DmSJDyPa | MD6WT2kCaD2poDtc | true | 8124544 |  | 296892395019531 | pMQbDyCMiSGMTPEy | 4394613154595750
| LineString (8.57845280000000088 53.17613659999999953, 8.57919139999999913 53.17586670000000026) | /9dzPweHB5kCdH9C | Service | 0 | 0 | iffPFuZKz43ElMzU | LGkkczXL06bUpigD | false | 5778029 |  | 0 | /9dzPweHB5kCdH9C | 0
| LineString (8.57637041373999054 53.181464727182302, 8.57637162999733071 53.18141114003010017) | hqgHg/cC8IshpDdC | Connector | 40 | 1 | jyOnxyg7qKzB33qp | zQ0U4ZE44rsOaffI | true | 59619246 |  | 116119064331055 | hqgHg/cC8IshpDdC | 14798583586907100
| LineString (8.56741133710283087 53.18409290823849744, 8.56727474718418947 53.18408006550750144) | +hq5RA6s+8wjfk7t | Residential | 150 | 0.62 | R8ztzeHAPmHXUIw7 | sC0JRvgjl2Bxhzej | true | 9238795 | Fresenbergstraße | 323367903526306 | +hq5RA6s+8wjfk7t | 40530788484379904
| LineString (8.56802036209825957 53.18271638169409954, 8.56792061998867993 53.18273039000079905) | RKjCh44OGkQtHJMZ | Connector | 25 | 1 | PUmTUuYDspL44Exr | C6kQlhDV2x7+d+Mh | true | 6845252 |  | 297823867797852 | RKjCh44OGkQtHJMZ | 4394613154595750
| LineString (8.57260107381875969 53.18238784052360302, 8.57251591501379018 53.18236884500159789) | GSk9FsCfy7a/F/Vo | Connector | 25 | 1 | 4hzqlNzXj8S26Qrg | ouIUgMxx+cwYOukE | true | 60706544 |  | 31451530456543 | GSk9FsCfy7a/F/Vo | 4394613154595750
| LineString (8.57563507479138032 53.1854121237981019, 8.5757089550088299 53.18542422000089687) | xb5VUmS5f+kJy14M | Connector | 25 | 1 | DR99EH7ascO1k3c2 | b9gBXIyOgezUTuWp | true | 51170187 |  | 251636390686035 | xb5VUmS5f+kJy14M | 4394613154595750
| LineString (8.58807081315547016 53.17921200816179805, 8.58840020000000059 53.17911360000000087) | REW9Ez9HA/z2F5dv | Service | 50 | 1 | zFDgnXniu/utGWkG | hvymHhNKR+7UU3AX | true | 2458574 |  | 166943984985352 | REW9Ez9HA/z2F5dv | 2611239415570130
| LineString (8.57517490000000038 53.17749560000000031, 8.57492240000000017 53.17719189999999685) | qiIVRBlOwLRfILrA | Service | 0 | 0 | Xk7IsNl27iNZFem7 | Gn3lnU8DmZQg2L21 | false | 3776583 |  | 0 | qiIVRBlOwLRfILrA | 0
| LineString (8.56474740267825929 53.18637513075059786, 8.56485390499632082 53.18635390500040216) | usoSPgsoHYZfJTRh | Connector | 25 | 1 | PIiFJa7C/hnPRpwE | 6IGc0W3+vfEVjcyd | true | 7498178 |  | 288353633880615 | usoSPgsoHYZfJTRh | 4394613154595750
| LineString (8.57649159669693084 53.18444594236630252, 8.57645104186964069 53.18443744884989854) | BwbZjOw6N3lkrso9 | Residential | 50 | 0.66 | vgpt0AzyQAT8uLtt | 8Rq8+FE4zujjLeWF | true | 28700573 | Cord-Steding-Straße | 186135605964635 | BwbZjOw6N3lkrso9 | 2611239415570130
| LineString (8.57760674941141943 53.18275963387719685, 8.57745410000000064 53.18273969999999906) | FnL+OArWXeq8jdu0 | Residential | 100 | 0.63 | D5qOXAZmHoasTX6s | B53wocM8w5MlygLD | true | 10439401 | Lüder-Clüver-Straße | 123751308265683 | FnL+OArWXeq8jdu0 | 14856808858803300
| LineString (8.57249076320812975 53.1842608500675027, 8.57249619999999979 53.18399500000000302) | DTs2vpekw/GyutoR | Tertiary | 200 | 0.62 | YuUj1smjMJgWls/d | OGeeA5dVwe6cF+Zw | true | 29577076 | Mühlenstraße | 411714925849915 | DTs2vpekw/GyutoR | 8223548985685890
| LineString (8.56416399999998923 53.18399529999999942, 8.56407206084266015 53.18402838494989737) | zVoqtLLbbgDgGkkC | Residential | 0 | 0 | VciKyZauaD3c87hD | cLDEOwl3DPBFCPJf | false | 716197 | Fresenbergstraße | 0 | zVoqtLLbbgDgGkkC | 0
| LineString (8.57126715579905962 53.18400589713829874, 8.57119594498960957 53.18403076500069915) | n9HzRRUmXFA8Vtv9 | Connector | 25 | 1 | NABVKUlXJ1dYv4E6 | c08GIoING602xOkt | true | 5504399 |  | 304744396209717 | n9HzRRUmXFA8Vtv9 | 4394613154595750
| LineString (8.57638992875055983 53.18497184426870206, 8.5763107357265902 53.18495881334899877) | l2XXoIO+JWHmjW/f | Residential | 50 | 0.67 | LtFuWLrgbA5txXB0 | sBFl6rxpMXvp1R0N | true | 54869447 | Allmersstraße | 155248241176596 | l2XXoIO+JWHmjW/f | 2611239415570130
| LineString (8.57225917176747032 53.18402400095460081, 8.57223177346276088 53.18402735316789887) | 7so1uaKZB9GeECWX | Residential | 200 | 0.62 | btKSM9akm67oGaw3 | AqgzTBWhSDPrzgu8 | true | 18684939 | Fresenbergstraße | 464167305332184 | 7so1uaKZB9GeECWX | 8223548985685890
| LineString (8.57294987279854936 53.1852276148725025, 8.5729542350090302 53.18530504004870352) | KfFatsY3uaEE8zJY | Connector | 32 | 1 | XeqvDRKsunRsIxVa | TWTrOQuWewL5ZLsd | true | 8618199 |  | 461284294128418 | KfFatsY3uaEE8zJY | 8343616479046430
| LineString (8.58074769999999987 53.18055900000000236, 8.58092309999999969 53.18062849999999742, 8.58100559999999923 53.18065119999999979) | 9f2H7rzdEpojOe/9 | Unclassified | 0 | 0 | K3LzQBaaDaJUqkEG | ItqrCcxztNY4tYG6 | false | 20106596 | Marschgehren | 0 | 9f2H7rzdEpojOe/9 | 0
| LineString (8.57276007200679935 53.181806551911599, 8.57276569519055087 53.18170266823349834) | KcHiPLTAOiBmSXlD | Path | 250 | 0.62 | iQiPdZl8gM6EuGxd | WnNjBuVoO7pQCeW0 | true | 11562781 |  | 109994209566879 | KcHiPLTAOiBmSXlD | 14205243033783600
| LineString (8.57629420023008038 53.18495604418279754, 8.5762674249901707 53.18501100500989764) | /ccxvKq2dP4z6/F2 | Connector | 25 | 1 | gY/UBDvaTRRaNPKH | SdPdZF62dhlJbJRg | true | 6370608 |  | 278349170684814 | /ccxvKq2dP4z6/F2 | 4394613154595750
| LineString (8.57244060978884015 53.18350106220359663, 8.57241863833503004 53.18339193733199721) | l+hHN2RwCp6Eiica | Residential | 250 | 0.62 | 7Ir6ITChfiN0o+1y | nnDbPCsY8sCMrN+4 | true | 122282095 | Mühlenstraße | 909224341823578 | l+hHN2RwCp6Eiica | 14205243033783600
| LineString (8.57247734628833946 53.18377532877860148, 8.57226822001342015 53.18378396500539651) | j0LYfUz7LY8ScMcm | Connector | 25 | 1 | QmollJxaDSsj+jWA | zZP5jpce5U5EbNA1 | true | 14008001 |  | 296168346405029 | j0LYfUz7LY8ScMcm | 4394613154595750
| LineString (8.57598834402589993 53.18640325384620127, 8.57602353997988942 53.18635095001079804) | TFhoB9vNMo0vcQMR | Connector | 20 | 1 | a3+I1jN1E6nPv5fo | 85n0Wia8ewmIyFxj | true | 6275942 |  | 242023811340332 | TFhoB9vNMo0vcQMR | 2442449145137490
| LineString (8.57240331941027023 53.18329964480459893, 8.57248206499851939 53.1832977000000966) | nbT3OyBDj4gYTs3H | Connector | 25 | 1 | kKBp6Sa1JwJNj11Y | taEekIh0ONTgscU3 | true | 5266736 |  | 334480934143066 | nbT3OyBDj4gYTs3H | 4394613154595750
| LineString (8.58204830289126974 53.18350700862119851, 8.58204809999999974 53.18339879999999908) | NTsdqqJdUdEFNU/v | Service | 40 | 1 | bx0UfGM/WHakF7VA | 4SDOKyjUEE9HzqAt | true | 12037813 |  | 10039143371582 | NTsdqqJdUdEFNU/v | 14798583586907100
| LineString (8.57302589125045067 53.18493490738809726, 8.57290180000000035 53.18477109999999897) | Mxfehe+zhRUwQOeI | Service | 40 | 0.81 | 63TgFpKTHU2QXdDo | 8rA0zCTQyPI2Fnp+ | true | 20020956 |  | 875689676284674 | Mxfehe+zhRUwQOeI | 14798583586907100
| LineString (8.57546455649904082 53.18554037010230218, 8.57556770000000057 53.1855606000000023) | cEO/NWDof8tzhmvh | Residential | 125 | 0.63 | sGK/uRyoAHomLjO2 | OHNm02yv3sN16BIO | true | 72504697 | Johann-Hoppe-Straße | 172927327835083 | cEO/NWDof8tzhmvh | 25836603610611200
| LineString (8.57924270478778972 53.18238939941709731, 8.57925110540583979 53.18239927741679907) | wYc0y4Jv1uJxN7VG | Secondary | 50 | 0.7 | p+93Op9yxGH23LNF | zP1aBSQKs4c60LPl | true | 12339876 | Landrat-Christians-Straße | 184219903945923 | wYc0y4Jv1uJxN7VG | 2611239415570130
| LineString (8.58978010000000047 53.18015780000000348, 8.58971760000000017 53.18022359999999793) | WviJjbRcIaRLDTMQ | Service | 32 | 1 | 8LjI7VHOIF0w4Xlx | MHhgkhJw6y8Pw6+P | true | 8427889 |  | 742401123046875 | WviJjbRcIaRLDTMQ | 8343616479046430
| LineString (8.56485269999999943 53.18653900000000334, 8.56534029178548018 53.18649993646310037) | Gd29TS9j4BczFa2h | Living street | 50 | 0.66 | MwDYt+2xt3PEDEy4 | D7/zI4WSVTWLY9Do | true | 32870144 | Kutterweg | 185220746726962 | Gd29TS9j4BczFa2h | 2611239415570130
| LineString (8.57720905723039984 53.18459737095989937, 8.57712216404618921 53.18457870472109761) | jzZ2Owh1O4UmMXca | Residential | 65 | 0.65 | 33HZQhE9x5bbDBR1 | PFOt1wPD2bEyhkA6 | true | 6166729 | Cord-Steding-Straße | 301436192035675 | jzZ2Owh1O4UmMXca | 506295486315796
| LineString (8.57428750017995078 53.18540688740039712, 8.57435214500402054 53.18541964500040109) | v1f5wTlKV7cwY3XP | Connector | 25 | 1 | VMwTzVIpdx/93KuS | l8f7czhx2YSZppLS | true | 4546941 |  | 286083965301514 | v1f5wTlKV7cwY3XP | 4394613154595750
| LineString (8.57704304590932054 53.18268760826079955, 8.57706064499686072 53.1826374950042009) | uW3iXvJtMIwQIHj0 | Connector | 25 | 1 | PR2b5WJjA4PKjIyA | dJQPvWCpnQSNtNJh | true | 56976204 |  | 354427261352539 | uW3iXvJtMIwQIHj0 | 4394613154595750
| LineString (8.56866833904343039 53.18573655620090079, 8.56853733839180087 53.18574429961859806) | GsPI1wlb6I3MU1mp | Residential | 50 | 0.67 | w3Sa19YHes8iwHQN | byWcn3S9HTMaD08M | true | 8796099 | Küferstraße | 16059957813262 | GsPI1wlb6I3MU1mp | 2611239415570130
| LineString (8.5650239999999993 53.18389930000000021, 8.5650239999999993 53.18389930000000021, 8.5649625849290203 53.18389930005090349) | pJXqQCydC7D4mDN7 | Residential | 100 | 0.63 | ZyMqhWKR42oR+gVn | jnZy2MmQvPMJrfao | true | 4104097 | Fresenbergstraße | 103032298742294 | pJXqQCydC7D4mDN7 | 14856808858803300
| LineString (8.5795587585752493 53.18275977238889851, 8.57974279999175948 53.18270222500130018) | FD+0O65WocRhnFOf | Connector | 25 | 1 | pK1b6jBS2TB6cABy | mwGgSoAb+Mek3ZbW | true | 13865427 |  | 374611778259277 | FD+0O65WocRhnFOf | 4394613154595750
| LineString (8.58545200000000008 53.18098870000000034, 8.58578619999999937 53.18084319999999821) | HPNKAHuZlJM1ptIk | Secondary | 65 | 0.68 | IHIZqGEZtvKx2WeN | OgLFNTCx7xJ28si4 | true | 27583199 | Landrat-Christians-Straße | 377164780502324 | HPNKAHuZlJM1ptIk | 506295486315796
| LineString (8.57715840000000007 53.18205400000000083, 8.57718463392330044 53.18208579235560052) | TzqEaK0o2gGfyznz | Residential | 125 | 0.62 | fhTNPYAHBFUQVfNf | ckwcDS4rMiqZZDs/ | true | 39474583 | Leverkenbarg | 160967085041048 | TzqEaK0o2gGfyznz | 25836603610611200
| LineString (8.58844266274721058 53.1808981894000965, 8.58847950502098989 53.18095946003259655) | Oh+I/fNNHv7LzPW/ | Connector | 32 | 1 | 0bdTxgVb26ZfQRqN | 1sZEOEtGgwLlaZWx | true | 7247196 |  | 742401123046875 | Oh+I/fNNHv7LzPW/ | 8343616479046430
| LineString (8.56748969999999943 53.17994329999999792, 8.56820319999999924 53.17969670000000093) | U/eS1nyL24a7OuH2 | Service | 100 | 1 | /a3rIL2n7i+5np3e | pfAEt49ggaVMH5tA | true | 5501277 |  | 144393188476562 | U/eS1nyL24a7OuH2 | 14856808858803300
| LineString (8.56634956400350944 53.18262829818370108, 8.56597237393221 53.18274470353200201) | 2T4LwWfae+BJJnnY | Residential | 65 | 0.66 | bCIa4ifDdPA8Jkaw | V/GcMxHieMbIdQQo | true | 28338474 | Kapitän-Dallmann-Straße | 30596542339325 | 2T4LwWfae+BJJnnY | 506295486315796
| LineString (8.58953400000000045 53.17991200000000163, 8.5899599999999996 53.1798525999999967) | EtVEzYnfss6v90jD | Secondary | 65 | 0.7 | xWMDPxsvOAJKvnG6 | rT+5Fa0G+xahndBj | true | 29227127 | Landrat-Christians-Straße | 33628978366853 | EtVEzYnfss6v90jD | 506295486315796
| LineString (8.57482925000000051 53.18152793000000145, 8.57483037290568006 53.18145027437606132) | 8trknKnfNi9r4aba | Connector | 25 | 1 | bmC6jhbujf6payqF | KG9iQAJDgSCkLUBe | true | 8642595897549210 |  | 427843475341797 | 8trknKnfNi9r4aba | 4394613154595750
| LineString (8.57738789999999973 53.18213910000000055, 8.57763540000000013 53.1821181999999979, 8.57783650000000009 53.18218009999999651, 8.57783249999999953 53.18226250000000022, 8.57746030000000026 53.18224279999999737) | wsxyvLvM8sCu7Rj3 | Service | 0 | 0 | EsqaHW4qN5p52jsi | ebFInGZL5J9L4Y5N | false | 6594364 |  | 0 | wsxyvLvM8sCu7Rj3 | 0
| LineString (8.57077296198679051 53.18349524915890214, 8.57066988498820947 53.18353124500210072) | 1wspIiUdkmP9YLZ/ | Connector | 32 | 1 | +/rOiB2bXNC9hE53 | ZiM63I3melxhSP5o | true | 7967628 |  | 488611602783203 | 1wspIiUdkmP9YLZ/ | 8343616479046430
| LineString (8.57467180000000084 53.18658520000000323, 8.57414472381855042 53.18644265125720239) | v9kfdRAYL0s+huvI | Service | 0 | 0 | jnEcksMLzcw+aGmu | oWj3cjxX/aGQ+1cH | false | 38625458 |  | 0 | v9kfdRAYL0s+huvI | 0
| LineString (8.56648598264188088 53.18400151077779725, 8.56651182999592997 53.18390986002560084) | nWb20tu2PQIOeTc/ | Connector | 25 | 1 | C+82mGkU2ccuAt+C | EVa+NyLtpdHAv4PA | true | 103410845 |  | 301675128936768 | nWb20tu2PQIOeTc/ | 4394613154595750
| LineString (8.57099641331378059 53.1852766015504983, 8.57095832504082011 53.1852372450219022) | Hx0Fnlfs20vzSOGf | Connector | 25 | 1 | Jb9/RjVj1IoHyzRL | OKuw1V084B8r08Z9 | true | 50643106 |  | 309695358276367 | Hx0Fnlfs20vzSOGf | 4394613154595750
| LineString (8.57682455973306013 53.18576129979020095, 8.57683749999999989 53.18574900000000127, 8.57687068872218994 53.18572442915979792) | Gf7qJGh+vtDbsZNf | Residential | 100 | 0.63 | 6TtZzpLNFQIIeKbk | hxPGqiIjPcwWqrpf | true | 51385794 | Wigmodistraße | 113885642103193 | Gf7qJGh+vtDbsZNf | 14856808858803300
| LineString (8.57534770000000002 53.17769950000000279, 8.57528590000000079 53.17763109999999926, 8.57523570000000035 53.17756870000000191, 8.57517490000000038 53.17749560000000031) | brDmjO2c2KRBMvZY | Service | 32 | 1 | p4Q7JSxC9LHb3Nq6 | Xk7IsNl27iNZFem7 | true | 25458916 |  | 729808044433594 | brDmjO2c2KRBMvZY | 8343616479046430
| LineString (8.57294987279854936 53.1852276148725025, 8.57297520000000013 53.18522709999999876, 8.5732009125339097 53.1852281864159977) | 0NiuXYt92JTKvj5u | Residential | 125 | 0.62 | XeqvDRKsunRsIxVa | EDQAr0ZR1ubZ/mzn | true | 167768 | Johann-Hoppe-Straße | 24720521997452 | 0NiuXYt92JTKvj5u | 25836603610611200
| LineString (8.56755491353258947 53.18410506886370115, 8.56756261499933025 53.1840692000061992) | 6oyqf8u2NaOjvDqS | Connector | 25 | 1 | FGmsy5D4uG/m8UB2 | 4DN4b/S2rWcx0NsV | true | 4023332 |  | 295257949829102 | 6oyqf8u2NaOjvDqS | 4394613154595750
| LineString (8.57507558497126965 53.18752480220479839, 8.57497558502901036 53.1874762500056022) | TydndDtO5X6TC9aq | Connector | 25 | 1 | hZcmA0iYqq3C+Ywa | opxyb6t1FLc+SlDx | true | 8592006 |  | 302748966217041 | TydndDtO5X6TC9aq | 4394613154595750
| LineString (8.57088320440758977 53.18184391282161272, 8.57087948999999938 53.18182714000000288) | x6+dnfOSKt+rA2TY | Connector | 25 | 1 | imFXDyiP/t1zA/JR | u/IYE5Q54HAYMLpE | true | 1883087531271980 |  | 282661170959473 | x6+dnfOSKt+rA2TY | 4394613154595750
| LineString (8.57483096732953953 53.18612225231149893, 8.57485915499358065 53.18608036500459946) | j9o84kNutd2BwD9Q | Connector | 25 | 1 | #NAME? | Fy/L5E34O5JhuQn+ | true | 50260944 |  | 280855560302734 | j9o84kNutd2BwD9Q | 4394613154595750
| LineString (8.57636846385100071 53.1862489069729989, 8.57622647000311034 53.18620341500049875) | jjKUtV5tc6aeEeIx | Connector | 20 | 1 | pZR5MmXvO/a79uu8 | 60zFyMd/Z148e5cG | true | 10753591 |  | 242064552307129 | jjKUtV5tc6aeEeIx | 2442449145137490
| LineString (8.56531249999999922 53.18705020000000161, 8.56535099999999971 53.18708110000000033) | YENyj4HspPwnGJg6 | Residential | 0 | 0 | siZNPzhC3djxYTnB | M9f7IWtZjSJzqYqZ | false | 4293571 | Besanstraße | 0 | YENyj4HspPwnGJg6 | 0
| LineString (8.57361769999999979 53.1842632999999978, 8.57301239999999964 53.18416030000000205, 8.57292439999999978 53.1841173999999981, 8.57289465781899018 53.18408241942749726) | GfV2YCyRrQBNRqOw | Service | 0 | 0 | kpeVrvZsHQJOX55+ | Z1UsW2BXP5F49OwL | false | 53983994 |  | 0 | GfV2YCyRrQBNRqOw | 0
| LineString (8.57981996983937911 53.17735005178170127, 8.57984696146682957 53.17741440677320242) | PKifa0IvRH/H05oV | Connector | 80 | 1 | rEwE0txiAzwB7xd7 | /LIH4s9I5MWtY9+i | true | 73830366 |  | 781654846191406 | PKifa0IvRH/H05oV | 8519200479572930
| LineString (8.56499246123047087 53.18297804231490034, 8.56496567502052031 53.18290091502959882) | qQDPn+WSWoQii2mt | Connector | 25 | 1 | u84CVeuXtNUw14hc | vOGv9PhI96343VnJ | true | 8764866 |  | 312744369506836 | qQDPn+WSWoQii2mt | 4394613154595750
| LineString (8.56823991868126988 53.18331141098690296, 8.56825549430535993 53.18335573535320293) | PHiQaLWzSkW59cgq | Residential | 32 | 0.81 | AA024re0nSUcEYoK | 6xuD52DBCF06KdSZ | true | 50395837 | Flethestraße | 458651669883984 | PHiQaLWzSkW59cgq | 8343616479046430
| LineString (8.57214690617021979 53.18487782556969989, 8.57210315499725972 53.1848321700024016) | QwTdrJ9Af2ReCuM6 | Connector | 32 | 1 | W/CL9YTjH28nLlvW | dQuev4pVjT/2ZRdh | true | 58603764 |  | 611480102539062 | QwTdrJ9Af2ReCuM6 | 8343616479046430
| LineString (8.5774709993349596 53.18247286268910301, 8.57748010000000072 53.18248700000000184, 8.57748980103442982 53.18253994166560261) | AWRu1wtJuIEcd8vD | Residential | 125 | 0.62 | KhYKiQPLo2uSxVXR | to7Iph0jr5kiL6gv | true | 76113563 | Leverkenbarg | 155573506385804 | AWRu1wtJuIEcd8vD | 25836603610611200
| LineString (8.56719819632943036 53.18508723143410322, 8.56758817823451935 53.18508240207110305) | AFKi3mTa5MHhuVZE | Residential | 25 | 0.9704441350926164 | 2U316otBV4sBSZRf | zm1eTzV4DSFqzmOo | true | 26065577 | Richard-Jung-Straße | 328342323303222 | AFKi3mTa5MHhuVZE | 4394613154595750
| LineString (8.57238257407949966 53.18558464419719911, 8.57237357499619002 53.18562932001370314) | 1SRqytjFBgZ0Lb41 | Connector | 50 | 1 | d5xK71wwxQfs+PLv | lmCcJDv/4FAyrsUg | true | 50062695 |  | 158096145629883 | 1SRqytjFBgZ0Lb41 | 2611239415570130
| LineString (8.57108067260218043 53.1841516604193032, 8.57106069000614035 53.18408520001010231) | fNTYOrwT3CqBAvJr | Connector | 25 | 1 | ppNO1DRC0bx9JHAQ | MTJ4zHNlU5RZ84WY | true | 75130982 |  | 305910186767578 | fNTYOrwT3CqBAvJr | 4394613154595750
| LineString (8.57361769999999979 53.1842632999999978, 8.57379109999999933 53.18429059999999708, 8.57381660000000068 53.184260799999997, 8.57386480000000084 53.18409770000000236, 8.57371619999999979 53.18407770000000312) | o5G5gWmr76NXjEg9 | Service | 0 | 0 | kpeVrvZsHQJOX55+ | ZKNeCRPQ1UTTn452 | false | 4431067 |  | 0 | o5G5gWmr76NXjEg9 | 0
| LineString (8.57458450000000028 53.18365310000000079, 8.57449880000000064 53.18366710000000097) | DO1Bgdr55wEiavW3 | Tertiary | 40 | 0.68 | ToPwEYNyK8Ckisik | MG/QAiI9ysaONDsR | true | 59349766 | Fresenbergstraße | 126042259597802 | DO1Bgdr55wEiavW3 | 14798583586907100
| LineString (8.5748542086717805 53.18542065821910114, 8.57481608999676936 53.18549078000300057) | 5N5T4woMlYLHf/2U | Connector | 25 | 1 | s1JS5b/ZqYCpsc9g | s08drhTgxJQQx4Ie | true | 8206134 |  | 274223804473877 | 5N5T4woMlYLHf/2U | 4394613154595750
| LineString (8.57131870000000085 53.18480550000000306, 8.57126559500468943 53.18475958500059875) | j0ac0Hq4PWDLQE9a | Connector | 25 | 1 | z+5FiNQm7tlEvV9m | jI5tDQoTF8Zj9oBw | true | 62196183 |  | 349998359680176 | j0ac0Hq4PWDLQE9a | 4394613154595750
| LineString (8.56633474885119028 53.18398612057850272, 8.56634318998555067 53.18395619002829733) | A54Eaj7kLFL0qwph | Connector | 25 | 1 | aWwL9aXB+/uY3dxl | BZoQD5rdqMSmDlmF | true | 33771079 |  | 287589378356934 | A54Eaj7kLFL0qwph | 4394613154595750
| LineString (8.56861334189260049 53.18220986063929701, 8.56843774003790948 53.18221400235550078) | nn0vxpBodnn5TF/D | Residential | 40 | 0.67 | Djpoq8xugzxHfIhz | Cz5eTtN6dK5FRL/m | true | 11744193 | Kapitän-Dallmann-Straße | 10679202545166 | nn0vxpBodnn5TF/D | 14798583586907100
| LineString (8.57240192774487042 53.18327931107909734, 8.57232726499388953 53.18328115500030151) | 3PAo5SC1ko00zKOj | Connector | 32 | 1 | 2FJXlDx/YZVabU2V | m77DLwAIPQ2QBK6N | true | 49936657 |  | 527176132202148 | 3PAo5SC1ko00zKOj | 8343616479046430
| LineString (8.58234810000000081 53.18246789999999891, 8.5821140612428195 53.18234418607809744) | UXnzXgFoC1MEKBpS | Service | 40 | 0.81 | UkBg25zOO4GRjcJu | DlXBzF7GLpHsjRtT | true | 20833416 |  | 976181320953183 | UXnzXgFoC1MEKBpS | 14798583586907100
| LineString (8.5664821143756793 53.1858679244335022, 8.56647435000397017 53.18581329001209923) | UMV1v24zrfV6abJC | Connector | 25 | 1 | bPZoPuPaAXjmSuSC | iaBlX8L2xWcu5DYy | true | 60999875 |  | 300737342834473 | UMV1v24zrfV6abJC | 4394613154595750
| LineString (8.57012830738415055 53.18420572364180288, 8.57009458224830034 53.184205344675199) | VN4B6qIntD32GvtE | Residential | 200 | 0.62 | AshRGsY1FXsagqnj | 205B8FJDBfH7f/BW | true | 22540789 | Fresenbergstraße | 416872259349823 | VN4B6qIntD32GvtE | 8223548985685890
| LineString (8.56780352651164989 53.18578778509409943, 8.56767011461360006 53.18579572713969839) | KuYtAXvW6DEZ9U14 | Residential | 65 | 0.64 | s+KCwtTl5PFwVneQ | NLtsOjdB1SAU+Vtk | true | 8958607 | Küferstraße | 341108731689455 | KuYtAXvW6DEZ9U14 | 506295486315796
| LineString (8.57144467541533039 53.18206489097070033, 8.57134365019093991 53.18207296494929892) | v3DuWL59ltUc+Q/3 | Residential | 80 | 0.64 | O9js7bakBWMOd500 | JkM1/ZkcJ4v1wjKg | true | 6810839 | Kapitän-Dallmann-Straße | 568445653076172 | v3DuWL59ltUc+Q/3 | 8519200479572930
| LineString (8.57350122344723964 53.1845902298591966, 8.57356050366160005 53.18457358728780093) | Dfp44mxX+Z9w4u8C | Residential | 65 | 0.64 | X8G4dJ3XcpJu5e8w | fwU4d13v/xpd/ziW | true | 4372668 | Cord-Steding-Straße | 445632846679713 | Dfp44mxX+Z9w4u8C | 506295486315796
| LineString (8.57680870000000084 53.18147179999999707, 8.5768593633707102 53.18147495880459985) | zqKCpuAuLFtADf39 | Secondary | 300 | 0.62 | 8pEBRiwu+8K+t/Nd | 9kdrX+w4kyKVQXyq | true | 34039845 | Landrat-Christians-Straße | 168381465990829 | zqKCpuAuLFtADf39 | 22175056343226800
| LineString (8.56470053572527945 53.18629028539989889, 8.56480808999632082 53.18626885000040261) | KraUaqsWNq7ZBwMp | Connector | 25 | 1 | lcdjjOHa9UBRTXSV | hHJ4mT0OB+7K9SuN | true | 75722528 |  | 283038768768311 | KraUaqsWNq7ZBwMp | 4394613154595750
| LineString (8.56983010212981 53.18566195766420179, 8.56981281502704029 53.18561314001979667) | VqHap7YsqgA41QYn | Connector | 25 | 1 | JgcKCb4qKfHg4LE3 | DpnZqypfJEGAORJj | true | 55522842 |  | 311409854888916 | VqHap7YsqgA41QYn | 4394613154595750
| LineString (8.5760337266916693 53.18567889514979896, 8.57608519599549979 53.18569455976800242) | rB5h18I4b9d6DHgj | Residential | 125 | 0.63 | 6mrWhsg4aXk3vEKo | g6y9lk7f8j2F17kJ | true | 38556051 | Johann-Hoppe-Straße | 166080626363755 | rB5h18I4b9d6DHgj | 25836603610611200
| LineString (8.57081616971946048 53.1841752676848003, 8.57083442500207937 53.18425826500819653) | PnoBA0wXxzKZR45h | Connector | 25 | 1 | eDNLuv59GW1jFa8w | mb+dRph1CkoJEN23 | true | 9313389 |  | 29227632522583 | PnoBA0wXxzKZR45h | 4394613154595750
| LineString (8.5682084250708197 53.18414242550330329, 8.56790640000000003 53.18413230000000169) | BkOhVtm4bqgy87Yb | Residential | 150 | 0.62 | AUiZkElUgzmQ02jn | bDgfbQsWKz2wslJp | true | 2021429 | Fresenbergstraße | 338965079368591 | BkOhVtm4bqgy87Yb | 40530788484379904
| LineString (8.56799489784411961 53.18265095412409948, 8.5680984899852497 53.18263640500119749) | oYPnSTeo4ua96WhW | Connector | 25 | 1 | HwwFPnp7NWkOQX4b | sKFvrCnrwzERjsUH | true | 7109493 |  | 297150287628174 | oYPnSTeo4ua96WhW | 4394613154595750
| LineString (8.56980521846126919 53.18536863282479743, 8.56984079022329936 53.18540535556250148) | N9aKc3zoRxd+Gxyr | Residential | 32 | 0.75 | 40FhbCx66x8VNY+p | /iEeGuw2/aRDA04B | true | 47264857 | Richard-Jung-Straße | 82592960357666 | N9aKc3zoRxd+Gxyr | 8343616479046430
| LineString (8.57889459405514998 53.17889626342930143, 8.57957460000000083 53.17878439999999785) | jb/byQYVEXosMefc | Unclassified | 0 | 0 | 1kFqmPhVpCkCkldI | sL3jy44blDL3+JHY | false | 47120075 | Zum Kammstuhl | 0 | jb/byQYVEXosMefc | 0
| LineString (8.57251148862039081 53.18455665685429778, 8.57240168999870988 53.18455973000030212) | l3qO5xb0WIvfnR3w | Connector | 25 | 1 | VDzOr9OJvEMEXNCw | BXVqLoN4EP2UXdZ6 | true | 73452005 |  | 38411075592041 | l3qO5xb0WIvfnR3w | 4394613154595750
| LineString (8.57509993673381921 53.18514486449829803, 8.57500461548461956 53.18512763781809838) | VayE2MBW82CnEL4g | Residential | 50 | 0.66 | Y8MdiDVUgx+W4Gzn | iuDTMWJJ8mq1NQXP | true | 6651753 | Dilichplatz | 159155268516566 | VayE2MBW82CnEL4g | 2611239415570130
| LineString (8.5679944537607895 53.1807599385735017, 8.5675132000000005 53.18025649999999871) | 1PivfhTFmOcBn6i7 | Service | 0 | 0 | MxHtI0HAd6Z1KlhB | CF+OJL7UAfzisbqe | false | 645838 |  | 0 | 1PivfhTFmOcBn6i7 | 0
| LineString (8.56802274890170068 53.18507701903539697, 8.56802479000156936 53.18513646501700265) | iUJFEzw9qfVL+8db | Connector | 25 | 1 | 7KUL0AjVw7qS8Gg7 | qjNzOUK+2FQ3j7UQ | true | 66145563 |  | 328819351196289 | iUJFEzw9qfVL+8db | 4394613154595750
| LineString (8.57459222742422078 53.18242686352620296, 8.57461889998350912 53.18239268501260142) | GLnrm3aXYdrhQuY9 | Connector | 25 | 1 | WT+oHN5FVt+XfZOB | rSvLjEvPJ1nhfuRk | true | 4199306 |  | 302061634063721 | GLnrm3aXYdrhQuY9 | 4394613154595750
| LineString (8.57581505399966026 53.18258176267229942, 8.57555627167021051 53.18256145463450224) | TWmgpSsqUZH2gcnL | Residential | 32 | 1 | /LcQKeXZMnkDZLSh | fGHehgns8uDUnYNa | true | 17440742 | Lüder-Clüver-Straße | 608574028015287 | TWmgpSsqUZH2gcnL | 8343616479046430
| LineString (8.57203179999999954 53.17814320000000095, 8.57280060000000077 53.17790850000000091, 8.57286999999999999 53.17766089999999934, 8.57442409999999988 53.17712070000000324) | uuKN2Fzst6hpngns | Construction | 0 | 0 | wsa3obLKgf2dGnJ5 | 4+G5IlVUxunIdgAK | false | 20556909 |  | 0 | uuKN2Fzst6hpngns | 0
| LineString (8.56830307471505037 53.18349113683210305, 8.56844097999321086 53.18347365000050075) | KdkRN07H6n2VBxHe | Connector | 25 | 1 | DD8ZSH/BXTr95Wx9 | xD+4y5zZeKYRwHNe | true | 9418771 |  | 282945690155029 | KdkRN07H6n2VBxHe | 4394613154595750
| LineString (8.57345711615984918 53.18215384811669821, 8.57347013998685981 53.18212913501270123) | Td/VYfFMNeAxpzik | Connector | 25 | 1 | pYTlX62croYL8c7g | Z/fXPMmRRRVft2lM | true | 2883722 |  | 294071750640869 | Td/VYfFMNeAxpzik | 4394613154595750
| LineString (8.5732438137191096 53.18466356297670217, 8.57327549999999938 53.1846535999999972, 8.57330730210165015 53.18464467183910216) | 4jG9XrIVTqAFi5qg | Residential | 65 | 0.63 | tnfZGZxl/+3CkliJ | FC1MB0V2SHJztuTG | true | 4735754 | Cord-Steding-Straße | 46909138286591 | 4jG9XrIVTqAFi5qg | 506295486315796
| LineString (8.56600011207078005 53.18490084530269968, 8.5660037549993806 53.18482252500479746) | k3jsEOtTT1QqwXs8 | Connector | 25 | 1 | 5fB9wgtz3g0OFkz7 | VoRhouvu1fhluorG | true | 8716249 |  | 282608222961426 | k3jsEOtTT1QqwXs8 | 4394613154595750
| LineString (8.57806448178661007 53.17766335301300273, 8.5780815365820402 53.17770455191259771) | tL0OLtmVFwFxzaq6 | Connector | 80 | 1 | uVjdEuCGgrTcz+md | w8RRQoOag0oUEiol | true | 4722837 |  | 77014013671875 | tL0OLtmVFwFxzaq6 | 8519200479572930
| LineString (8.56808861465905025 53.18577082245970189, 8.56806699999999921 53.18577210000000122, 8.56804582080594912 53.18577336086099905) | cV56LzG9tH+Lf0Cm | Residential | 65 | 0.65 | gZi6qvOHnB6LTBTy | Li2SYpOS0cKtYrdS | true | 28735077 | Küferstraße | 287508341979992 | cV56LzG9tH+Lf0Cm | 506295486315796
| LineString (8.57832245718208064 53.18347747200210307, 8.5782924750164895 53.18343034501329925) | x+CSYBhVfT8bAIxW | Connector | 25 | 1 | cO1Y27Uc1aYKvE72 | Zan/Hh92IK0b0Wlk | true | 5612515 |  | 294250354766846 | x+CSYBhVfT8bAIxW | 4394613154595750
| LineString (8.57894950000000023 53.18052409999999952, 8.58020179999999932 53.18024510000000049) | mUNQ3IcF28u+ixRG | Unclassified | 50 | 1 | SbqH3v2uDhbQM36r | P/nuu1JZXvQdaqRr | true | 8926233 | Zum Krempel | 151094512939453 | mUNQ3IcF28u+ixRG | 2611239415570130
| LineString (8.57637701649560924 53.18262586088329869, 8.57624208805587962 53.1826152730551982) | pD19vSN1v5SjZm3v | Residential | 50 | 0.8131139291664176 | HXRia7RDvjR23Fhs | yuvoJHNB7IsvrVei | true | 9093537 | Lüder-Clüver-Straße | 204152099609387 | pD19vSN1v5SjZm3v | 2611239415570130
| LineString (8.58449479999999987 53.18137020000000348, 8.58471429999999991 53.18128080000000324) | r4tLoWFaz3YtIxIB | Secondary | 65 | 0.68 | VOzf6W+NJdyrchp6 | VuaZquwwijjzKH87 | true | 1772267 | Landrat-Christians-Straße | 377164780502324 | r4tLoWFaz3YtIxIB | 506295486315796
| LineString (8.57157459999999993 53.17829319999999882, 8.57203179999999954 53.17814320000000095) | SkQz0P7MBtskp3p8 | Construction | 100 | 1 | Xk1YZuYFMP86kAKo | wsa3obLKgf2dGnJ5 | true | 3481615 |  | 144393188476562 | SkQz0P7MBtskp3p8 | 14856808858803300
| LineString (8.57515798504906002 53.18548024052589795, 8.5754105484585903 53.18552977727210163) | yFczigw6BcS8aPHL | Residential | 125 | 0.63 | dt4n0LUSYEgT6jMa | Q2XSzMRUof/LEPiK | true | 17753977 | Johann-Hoppe-Straße | 176492132669449 | yFczigw6BcS8aPHL | 25836603610611200
| LineString (8.57170954665754969 53.18204167910030122, 8.57172465002243023 53.18209828504100045) | 7QxdGkStNHQ6PY34 | Connector | 32 | 1 | GHo8FpHp8m/oPGsX | CeYjhLVnsYp0MhYx | true | 6377578 |  | 511633148193359 | 7QxdGkStNHQ6PY34 | 8343616479046430
| LineString (8.5708614763397204 53.18124373380390324, 8.57110549999999982 53.18126689999999712) | OfxH3qyFiKikJ4uW | Secondary | 100 | 0.63 | zP2PXqDwlrmwT1dt | PewWx0PfPfV/Df9I | true | 16510395 | Weserstrandstraße | 110027935718536 | OfxH3qyFiKikJ4uW | 14856808858803300
| LineString (8.57260107381875969 53.18238784052360302, 8.57264664366065965 53.18231411770919692) | zRDOxOtZGCvAQSxO | Residential | 250 | 0.62 | 4hzqlNzXj8S26Qrg | 9sTgnDNJrFJaZIZk | true | 8748536 | Mühlenstraße | 987300671798706 | zRDOxOtZGCvAQSxO | 14205243033783600
| LineString (8.56546551440204951 53.18391360034109994, 8.56537840000000017 53.18390910000000105) | Sxi/SnQ8ToqpIFSY | Residential | 100 | 0.63 | pbKCciP3LtojMWnw | Es0L/4QFnKoNUKbC | true | 58429556 | Fresenbergstraße | 113002594762802 | Sxi/SnQ8ToqpIFSY | 14856808858803300
| LineString (8.56742638070480922 53.18231596821750173, 8.56744459502601963 53.18235025002360317) | iaKdgjnV4q6FQFGx | Connector | 25 | 1 | lMHxE2m4I1TfX9bB | +BVs2EemQ1/8+E++ | true | 4003266 |  | 339225425720215 | iaKdgjnV4q6FQFGx | 4394613154595750
| LineString (8.56767011461360006 53.18579572713969839, 8.5676244504486192 53.18579844550450275) | CQ4K1CSrgUj4uBaz | Residential | 65 | 0.64 | NLtsOjdB1SAU+Vtk | Rm/1TzYvuoTS4mY6 | true | 30663471 | Küferstraße | 359709125976544 | CQ4K1CSrgUj4uBaz | 506295486315796
| LineString (8.58051979999999936 53.18406900000000093, 8.58064530000000047 53.1840635000000006) | vt8tYX78tnB2QHYb | Residential | 40 | 0.75 | H8VEsGP0IEUBFOKr | rshjeJYkTzY+yjww | true | 8408859 | Auestraße | 118641590595245 | vt8tYX78tnB2QHYb | 14798583586907100
| LineString (8.57722279999999948 53.18039650000000051, 8.5771149500174797 53.18030666503609893) | k3LfOYV2uRhmz4az | Connector | 40 | 1 | 7VuCj1Im9DjuXVPj | S2H2vIjCp9pyJcfV | true | 12321826 |  | 105135696411133 | k3LfOYV2uRhmz4az | 14798583586907100
| LineString (8.5712993723063402 53.1841279330186012, 8.57131479003222019 53.18417921004940041) | VyofzTcsML2Pbnp4 | Connector | 25 | 1 | 7nxNzyKqyejjUZWy | EycZfchnswLI+fXg | true | 5796678 |  | 368821144104004 | VyofzTcsML2Pbnp4 | 4394613154595750
| LineString (8.57251148862039081 53.18455665685429778, 8.57250216647084073 53.18443647912580019) | 9yUMQEHWHBf1yU0I | Tertiary | 150 | 0.62 | VDzOr9OJvEMEXNCw | PwHwJdkzpU4FKLQ3 | true | 13383838 | Mühlenstraße | 401454816669464 | 9yUMQEHWHBf1yU0I | 40530788484379904
| LineString (8.57253200000000071 53.18474470000000309, 8.57251429999999992 53.18459289999999839) | IoPdG1StBL6uFk5o | Tertiary | 150 | 0.62 | rNFS5PAyjPLleLk6 | C11SQBuQgviKpPSJ | true | 16928566 | Mühlenstraße | 396438240818022 | IoPdG1StBL6uFk5o | 40530788484379904
| LineString (8.56720741190673962 53.1840737343147012, 8.56724290913257036 53.18393750780320062) | F73zu2pjHKrzdPfU | Connector | 32 | 0.81 | VW1e1c+KBGrMwycy | LsMzG8ijzprE7758 | true | 1533923 |  | 475798818397452 | F73zu2pjHKrzdPfU | 8343616479046430
| LineString (8.56982060331812967 53.18420226564249731, 8.56981793999766062 53.18428777001629726) | OQB/afG/h0BsVOho | Connector | 25 | 1 | wbE8cGH4A23VJ8vC | HHFPybPWBDgUtqQS | true | 9513714 |  | 316231498718262 | OQB/afG/h0BsVOho | 4394613154595750
| LineString (8.57365340973827017 53.18524016360470341, 8.57366894499791954 53.18517267500489965) | 6yzD/YW2wYnX7jjz | Connector | 20 | 1 | /Xb+TL5CyBo4tP/l | K7FjzhHNJgaCkvKD | true | 75792913 |  | 241544208526611 | 6yzD/YW2wYnX7jjz | 2442449145137490
| LineString (8.57197400087913941 53.18493761121980157, 8.57192399999999921 53.18495490000000103) | NpoN78w3KE0pv6v7 | Residential | 65 | 0.65 | NGdY7VQlEzrlpYdL | 4ZCzCA0NHyxHkMD9 | true | 38552713 | Küferstraße | 273255672931671 | NpoN78w3KE0pv6v7 | 506295486315796
| LineString (8.5644916999999996 53.18303370000000285, 8.56452580000000019 53.18316999999999695, 8.56453185333639055 53.18320454784090145) | Jtp/IxLDlvBcFCGG | Residential | 80 | 0.63 | JPEjhjIynQqeK8BM | V16nKkwmfe+U/Fg1 | true | 19197712 | Kleine Straße | 720581902713776 | Jtp/IxLDlvBcFCGG | 8519200479572930
| LineString (8.56704852795389016 53.18311551568370277, 8.56725492368708075 53.1830921918620021) | icp/4DKYceYCwZUq | Living street | 40 | 0.7 | ZyeuOQm70Omt4Gca | Cg0xNYx7IsMAesL8 | true | 14034699 | Flethepad | 124125979804993 | icp/4DKYceYCwZUq | 14798583586907100
| LineString (8.57638992875055983 53.18497184426870206, 8.57636392999038932 53.18502885500969768) | rW7KD3J/nE+gfR8r | Connector | 25 | 1 | LtFuWLrgbA5txXB0 | XRJaZqfT/TIQ+iVD | true | 6575887 |  | 289845523834229 | rW7KD3J/nE+gfR8r | 4394613154595750
| LineString (8.56520599907338998 53.18390433283799723, 8.5650239999999993 53.18389930000000021) | D4s8lElQkmxKbfm4 | Residential | 100 | 0.63 | w8YjGdJr39ZwE5wy | ZyMqhWKR42oR+gVn | true | 12175071 | Fresenbergstraße | 10505103845787 | D4s8lElQkmxKbfm4 | 14856808858803300
| LineString (8.56658439999999999 53.18285829999999947, 8.56668190000000074 53.18288249999999806) | sD/6MZFrZGgssEr8 | Service | 0 | 0 | 7+ZQG7XfDjXbgIJV | mpoBxDbrz4CsGvpA | false | 7049922 |  | 0 | sD/6MZFrZGgssEr8 | 0
| LineString (8.56830334566557994 53.18150155932040235, 8.56868429999999925 53.18138069999999828) | UD74guR5ku/HtgsS | Secondary | 100 | 0.63 | VHREYofbjE2RJ7OR | pdS1T8WEgKDXjrn4 | true | 2879114 | Weserstrandstraße | 885035816345215 | UD74guR5ku/HtgsS | 14856808858803300
| LineString (8.57225917176747032 53.18402400095460081, 8.57227365002144914 53.18406670002679704) | 9Vq7uvqJYjxeRBeW | Connector | 25 | 1 | btKSM9akm67oGaw3 | dwfPZh4Vm8qHTorP | true | 48476467 |  | 300168113708496 | 9Vq7uvqJYjxeRBeW | 4394613154595750
| LineString (8.58178659999999915 53.18058880000000244, 8.58227590000000085 53.18044189999999816, 8.58256519999999945 53.18036239999999992) | ArcukZse4zfH2b4K | Unclassified | 0 | 0 | Xo7PP0Xkyt+nhVGq | wiffUQqUAjACqX7B | false | 57817398 | Marschgehren | 0 | ArcukZse4zfH2b4K | 0
| LineString (8.58381425741505311 53.18206992422970814, 8.58366746702000682 53.18173840325850676) | U1P46uDIY9cW6Omj | Connector | 40 | 0.81 | nf8MIH6IE+yY5C1p | #NAME? | true | 3817772285750930 |  | 112303890266398 | U1P46uDIY9cW6Omj | 14798583586907100
| LineString (8.57549937125794948 53.1862845371025017, 8.57552739999550973 53.18624288500330266) | h5BReIkECIIahV4q | Connector | 25 | 1 | Ocqd/Gy46Y5Slugy | hwFcemNvrvHz16tc | true | 4997853 |  | 296242141723633 | h5BReIkECIIahV4q | 4394613154595750
| LineString (8.56519383950099922 53.18294838266820079, 8.56510770000000043 53.18296360000000078, 8.56502127125090951 53.18297443170639838) | JccHyel+b4BA+0QQ | Residential | 80 | 0.64 | oRkO0qiKcJ2BVQ6X | hhi30PV/kehUtGVQ | true | 11900342 | Kapitän-Dallmann-Straße | 515547043457031 | JccHyel+b4BA+0QQ | 8519200479572930
| LineString (8.57551899999999989 53.18311320000000109, 8.57559189999999916 53.18313369999999907, 8.5757089850362096 53.18322350613659921) | xXeOMOLS5IX3zz7a | Residential | 100 | 0.63 | BztBmgT33hNNyoJO | VNZ51/ONYnJHypBY | true | 18068932 | Kaffeestraße | 922581297969795 | xXeOMOLS5IX3zz7a | 14856808858803300
| LineString (8.56845705742727937 53.18507128629769909, 8.56888972129750925 53.18506496373009895) | KjVMx1skbVn8N9Bz | Residential | 40 | 0.7 | 8gj5MYbfqjB2Kec/ | NUV9wWFboB5dgyqh | true | 2892077 | Richard-Jung-Straße | 114277905273437 | KjVMx1skbVn8N9Bz | 14798583586907100
| LineString (8.56866833904343039 53.18573655620090079, 8.56867664000404972 53.18578722501239753) | PomzzYkYfpaGY3Vn | Connector | 25 | 1 | w3Sa19YHes8iwHQN | 8Mi/89RlVFYmLm80 | true | 5663949 |  | 300379333496094 | PomzzYkYfpaGY3Vn | 4394613154595750
| LineString (8.56896369999999941 53.18125839999999727, 8.56911629999999924 53.18121070000000117, 8.56928929999999944 53.18117029999999801, 8.56942531610206082 53.18114940750370323) | gZnB3JvWYM6LPXNz | Secondary | 100 | 0.63 | +5pz2xBQRKIB+mtF | K1JxoyKTpy2usRq7 | true | 33282913 | Weserstrandstraße | 885035816345215 | gZnB3JvWYM6LPXNz | 14856808858803300
| LineString (8.56949610000000028 53.18505609999999706, 8.56959280000000057 53.18515179999999987, 8.56964247893069953 53.18520154177610237) | 6YqnUyHSo6O1y+zf | Residential | 0 | 0 | o/e3+FQ6jqETMVo3 | BsdSJxoxKeq25pns | false | 18906862 | Richard-Jung-Straße | 0 | 6YqnUyHSo6O1y+zf | 0
| LineString (8.57239240000000002 53.1831401000000028, 8.57239240000000002 53.18309349999999824) | evudFdiPQJItmDgC | Residential | 250 | 0.62 | JyNoiTIBAib2mVWZ | FT3bT2LHnKQTnG+p | true | 5184078 | Mühlenstraße | 916829019390106 | evudFdiPQJItmDgC | 14205243033783600
| LineString (8.57401641330183928 53.18374768979450096, 8.57397692000342992 53.18366336000420347) | k8UAY+g0jUiunvV2 | Connector | 25 | 1 | YTwhWJ9q9sdW1svl | kiI4rDln7pM9B+/0 | true | 9745537 |  | 296981430053711 | k8UAY+g0jUiunvV2 | 4394613154595750
| LineString (8.56702518046570916 53.18405655660470188, 8.56702409783899022 53.18405644601340043) | MokvfBKpjbLDOcDM | Residential | 150 | 0.62 | OTOWP8NF8JrremOF | bDU24VTcmhv2GF88 | true | 0.07338549 | Fresenbergstraße | 315755039123535 | MokvfBKpjbLDOcDM | 40530788484379904
| LineString (8.58416199999999918 53.18151919999999677, 8.58423419999999027 53.181486900000003) | v+20wJ6jsRG7/OAu | Secondary | 65 | 0.67 | EKfKW49giud6drex | MO/UjmtsdPu2aQjX | true | 60160427 | Landrat-Christians-Straße | 394235081996943 | v+20wJ6jsRG7/OAu | 506295486315796
| LineString (8.5737532629014197 53.18524845704410353, 8.57373536499808964 53.18532621000449723) | rT56SK9+AedG11Hg | Connector | 20 | 1 | wRHrps+FvPsSiZev | Q5hk9NYTHt7ncYhq | true | 8732027 |  | 241413021087646 | rT56SK9+AedG11Hg | 2442449145137490
| LineString (8.56830307471505037 53.18349113683210305, 8.56832368356534069 53.18354978399400323) | NsNpCMcSmPfz0+87 | Residential | 40 | 0.68 | DD8ZSH/BXTr95Wx9 | 4YU7ie/N532FgFrc | true | 66680555 | Flethestraße | 116911881408712 | NsNpCMcSmPfz0+87 | 14798583586907100
| LineString (8.56849555102887983 53.18415205079399755, 8.5682084250708197 53.18414242550330329) | 8aHSyyh1pkUNDnsT | Residential | 150 | 0.62 | P9NbBhuY1xkSQoNg | AUiZkElUgzmQ02jn | true | 19217096 | Fresenbergstraße | 340982920341492 | 8aHSyyh1pkUNDnsT | 40530788484379904
| LineString (8.56802201147704068 53.18507702817129967, 8.56801944000144999 53.18500213501700102) | 9UvVXF3UhUV73AUm | Connector | 25 | 1 | DTbV9hpe3Ubjs643 | #NAME? | true | 8333364 |  | 328716354370117 | 9UvVXF3UhUV73AUm | 4394613154595750
| LineString (8.56652006160341983 53.18435211941969953, 8.56638391999823945 53.18435281500010348) | Hgkx7oIh7Tjo0WKM | Connector | 25 | 1 | cq6GGlgCuSpQtqIt | F/POP5BEFhA6hrUc | true | 9097972 |  | 328943061828613 | Hgkx7oIh7Tjo0WKM | 4394613154595750
| LineString (8.57506974459530014 53.18430741136020146, 8.57509210000259081 53.18437599000019844) | /GRC8Fow2qWHv+Jf | Connector | 25 | 1 | z3Jmf2eML6Vi7yUU | Fa8yW9vOycsmyM2Y | true | 7774009 |  | 295755424499512 | /GRC8Fow2qWHv+Jf | 4394613154595750
| LineString (8.57637701649560924 53.18262586088329869, 8.57638759998785005 53.18257719003889861) | IUJRo7oTrzTihDLJ | Connector | 25 | 1 | HXRia7RDvjR23Fhs | /VgXcIv0nw12Axtp | true | 5460449 |  | 396238555908203 | IUJRo7oTrzTihDLJ | 4394613154595750
| LineString (8.57385561792282935 53.18222963366240208, 8.5736758824631103 53.18219545245599988) | y7vyMluMpEyG8BC0 | Residential | 25 | 1 | g37W7uU9LxN1VzFc | LLgQTrb/NRJLjm9t | true | 12598918 | Lüder-Clüver-Straße | 29880521774292 | y7vyMluMpEyG8BC0 | 4394613154595750
| LineString (8.56537270029816966 53.18592452754860034, 8.56536594000261076 53.18587512000949857) | mPC2msGEcaFTeRC8 | Connector | 20 | 1 | il1+CabBKnEGobIx | DM7GqQGVE1xwE8fC | true | 55149436 |  | 242295894622803 | mPC2msGEcaFTeRC8 | 2442449145137490
| LineString (8.56804582080594912 53.18577336086099905, 8.56787433265419018 53.18578356992379952) | eXHpwIibJ/qVt6iS | Residential | 65 | 0.65 | Li2SYpOS0cKtYrdS | /m0HxYk3XrtRgIH6 | true | 11515433 | Küferstraße | 307365928268409 | eXHpwIibJ/qVt6iS | 506295486315796
| LineString (8.56655828073447978 53.1827593091097981, 8.56657265997653994 53.18275794000140166) | tLLSZr0+rSwa5hZC | Connector | 25 | 1 | kZnQbi/Jb8j7v7Ne | 5eCWLTYznKKiV35/ | true | 0.9729221 |  | 335755081176758 | tLLSZr0+rSwa5hZC | 4394613154595750
| LineString (8.56668915382307006 53.1825234718575004, 8.56651060000000086 53.18257859999999937) | tlxdZ+jyllS9uhPF | Residential | 50 | 0.67 | mihnlBBYzX+5/FMt | rVJb71EcokSr2Qwf | true | 13416104 | Kapitän-Dallmann-Straße | 258842462215398 | tlxdZ+jyllS9uhPF | 2611239415570130
| LineString (8.5665642801425097 53.18278204664810005, 8.56653478498238918 53.18278485500110264) | +5fsd5FJGGEu0m71 | Connector | 32 | 1 | oxXxXzTeyKktRTW6 | Ux95XqyTAlGgAnV1 | true | 19956876 |  | 583579139709473 | +5fsd5FJGGEu0m71 | 8343616479046430
| LineString (8.57418013978047 53.18596423018939845, 8.57420903996881023 53.18592128502280048) | WSsjfhQGvhCyfTaU | Connector | 25 | 1 | cTJYgaFbMrFTuvYe | kAzUmNbPht2b4oWI | true | 5153047 |  | 305215358734131 | WSsjfhQGvhCyfTaU | 4394613154595750
| LineString (8.56537840000000017 53.18390910000000105, 8.56537912890225073 53.18377909930529768) | KGgiZp3QdzybvbWF | Footway | 32 | 0.75 | Es0L/4QFnKoNUKbC | 3ofoVXiPf4bsDE1W | true | 14462187 | Schifferweg | 694706697463989 | KGgiZp3QdzybvbWF | 8343616479046430
| LineString (8.57285970000000042 53.17865979999999837, 8.57289240000000063 53.17860220000000027, 8.57298669999999952 53.17852510000000166, 8.57507470000000005 53.17779910000000143) | sRzDkV5/XyuHj19d | Unclassified | 80 | 0.9014400366769247 | aNAo1/OoJyqIAFx/ | h3UE+tTrL6+e5duI | true | 17865047 | Marschgehren | 667490295410156 | sRzDkV5/XyuHj19d | 8519200479572930
| LineString (8.56887554106662996 53.18416856356080302, 8.56880002175156008 53.18416519301459999) | u+8aC1h18X8tCoNa | Residential | 150 | 0.62 | S16ycpdihQF8eupc | xoSpb8oStx9QmorA | true | 5060499 | Fresenbergstraße | 367684924499512 | u+8aC1h18X8tCoNa | 40530788484379904
| LineString (8.56745929507463089 53.18580827697199709, 8.56741351612095059 53.18581100208749746) | XWSjgS/bqKtK9j6A | Residential | 65 | 0.64 | Hm4vMxDK2VpgkzDc | 5m8eOyKqlo/CQj/G | true | 30740533 | Küferstraße | 399495050048805 | XWSjgS/bqKtK9j6A | 506295486315796
| LineString (8.57276569519055087 53.18170266823349834, 8.57276650000000018 53.18168779999999884, 8.57281715056632088 53.18163247153489692) | 9ZClu6NSKcb4gR2C | Path | 250 | 0.62 | WnNjBuVoO7pQCeW0 | 3G3aIiCF75aEMYj2 | true | 8679355 |  | 110265787678909 | 9ZClu6NSKcb4gR2C | 14205243033783600
| LineString (8.5695422619130408 53.18396371978960246, 8.56954655998763926 53.18396345500080002) | E+K+4OlzFQB5TE/D | Connector | 25 | 1 | ykfThwB+/L7mKxxu | bwuI4B8wMWEL0Sgj | true | 0.28872734 |  | 305047855377197 | E+K+4OlzFQB5TE/D | 4394613154595750
| LineString (8.56808861465905025 53.18577082245970189, 8.56807924000922938 53.18571359502760032) | CntUhTz+CdyCK3gw | Connector | 25 | 1 | gZi6qvOHnB6LTBTy | cn5oWP/Omv3a2vbg | true | 6397091 |  | 297922782897949 | CntUhTz+CdyCK3gw | 4394613154595750
| LineString (8.56430185934024912 53.18467002967999946, 8.56441006499619029 53.18465500500040122) | /f1P/mw0ECD1OQ3I | Connector | 25 | 1 | iy/gf0Xkh7f8dHJx | 4xP9vmiKneLwsRRe | true | 74214444 |  | 31138355255127 | /f1P/mw0ECD1OQ3I | 4394613154595750
| LineString (8.57706151196521027 53.17825357882789916, 8.5771807849876005 53.17824022000100115) | /0PeXgiwRIclXrQ8 | Connector | 40 | 1 | 7+pmVFdt97WUeslG | OmPSLEHdJiCKaHIl | true | 8108874 |  | 870591354370117 | /0PeXgiwRIclXrQ8 | 14798583586907100
| LineString (8.57854088877106946 53.17946302166910044, 8.57847749999999998 53.17930820000000125, 8.57840610000000048 53.17921410000000293, 8.57831260000000029 53.17899200000000093) | Pw8vqA452/GiVxKB | Unclassified | 80 | 0.68 | OavIKEtjwM9JrZgF | S5Y5UZWTz6aM/mQ/ | true | 54727013 | Nicolaus-H.-Schilling-Straße | 584321711578348 | Pw8vqA452/GiVxKB | 8519200479572930
| LineString (8.57500461548461956 53.18512763781809838, 8.57502081499072055 53.1850952950095035) | QaIBZP1RENi5OEMx | Connector | 25 | 1 | iuDTMWJJ8mq1NQXP | bBL9zthkJGlpgjMO | true | 37573354 |  | 285422229766846 | QaIBZP1RENi5OEMx | 4394613154595750
| LineString (8.56844802131695005 53.18390361183799797, 8.56832843990459914 53.18391877500680209) | #NAME? | Connector | 32 | 1 | dzvZtzSp0HEWa3gJ | D2evL004SxSdz7p6 | true | 8167191 |  | 49833194732666 | #NAME? | 8343616479046430
| LineString (8.57893840000000019 53.18360979999999927, 8.57897829999999928 53.18351890000000282, 8.57909970000000044 53.18338380000000143) | y0j3Qqn8j0UkmSrh | Secondary | 0 | 0 | oMQNCPCqM16pj9Rq | b7qWkULkkUECOx+7 | false | 27537077 | Lüssumer Straße | 0 | y0j3Qqn8j0UkmSrh | 0
| LineString (8.57245520000000027 53.18701399999999779, 8.5725119000000003 53.18689789999999817, 8.5725642999999998 53.18679050000000075) | pQ6hVCLBuPvLwkfT | Tertiary | 0 | 0 | 3ZrSJYE/EshcmRIC | 1bXq8vFEfqdUqyUB | false | 25910295 | Mühlenstraße | 0 | pQ6hVCLBuPvLwkfT | 0
| LineString (8.56416399999998923 53.18399529999999942, 8.56411220187752953 53.18409533895749775) | nD9B2xqbFJ6e5OWn | Footway | 40 | 0.7 | VciKyZauaD3c87hD | TXWmHT8YX2K1Vy+z | true | 11654848 |  | 126596188545227 | nD9B2xqbFJ6e5OWn | 14798583586907100
| LineString (8.57680990000000065 53.18163179999999812, 8.5767357999999998 53.181623799999997) | X2xpPWIFnazm73uJ | Footway | 32 | 1 | /nBz4lFNDCjUN3kx | qUwIdxIKpIl5VenQ | true | 50313697 |  | 6709033203125 | X2xpPWIFnazm73uJ | 8343616479046430
| LineString (8.56227918677901911 53.18323386322379775, 8.56227921466432917 53.18323390042330345) | DJrym9W8hUS6xO2q | Platform | 0 | 0 | iQXeytvLJQUw9mGm | xCL3dMwh8jdMdBUi | false | 0.0045385277 | Fähre Blumenthal | 0 | DJrym9W8hUS6xO2q | 0
| LineString (8.57345711615984918 53.18215384811669821, 8.57325194397044932 53.18211482862840001) | ulL44uT2Xays6LhI | Residential | 32 | 0.75 | pYTlX62croYL8c7g | kCxVZeVCG6rwxruJ | true | 143820095 | Lüder-Clüver-Straße | 475894560813904 | ulL44uT2Xays6LhI | 8343616479046430
| LineString (8.56984079022329936 53.18540535556250148, 8.57003970000000059 53.18561069999999802) | 3gr4wjHBIps38eQe | Residential | 40 | 0.72 | /iEeGuw2/aRDA04B | H3FeWIqsD8b08N7j | true | 26429361 | Richard-Jung-Straße | 101399054260226 | 3gr4wjHBIps38eQe | 14798583586907100
| LineString (8.5747571034599197 53.18246395393560277, 8.57469640000000055 53.18245619999999718, 8.57463478824218051 53.18243884927159826) | xjUAJRFQGed+hX2R | Residential | 50 | 0.65 | VFr2SajUCPAPtvP+ | J36ZCHPHbXr5HCF2 | true | 8694734 | Lüder-Clüver-Straße | 25909266204834 | xjUAJRFQGed+hX2R | 2611239415570130
| LineString (8.57735379999999914 53.18229079999999698, 8.5774709993349596 53.18247286268910301) | 1vqExC2sgsEe4H9b | Residential | 125 | 0.62 | har9Qmq83tHJz8k1 | KhYKiQPLo2uSxVXR | true | 21715418 | Leverkenbarg | 15742199018097 | 1vqExC2sgsEe4H9b | 25836603610611200
| LineString (8.57302608894202045 53.18390888666206706, 8.57281399999999927 53.18394279999999696) | U6difjqx6K0mmp/F | Tertiary | 40 | 0.81 | #NAME? | ys+UXDWSwdtj+oZW | true | 1467221536341860 | Fresenbergstraße | 980211236572359 | U6difjqx6K0mmp/F | 14798583586907100
| LineString (8.57078227554191052 53.18535137577959659, 8.57041809205012051 53.18547854260980046) | b+8OVQZEjJDJRykJ | Residential | 50 | 0.67 | XfI3ZAiLBdS17JUw | v4DgNPwU1CdgYtTK | true | 2814906 | Küferstraße | 156337536849955 | b+8OVQZEjJDJRykJ | 2611239415570130
| LineString (8.57249619999999979 53.18399500000000302, 8.57248730000000059 53.18386230000000126, 8.57247734628833946 53.18377532877860148) | iDbNDGkWmlihbgw7 | Residential | 250 | 0.62 | OGeeA5dVwe6cF+Zw | QmollJxaDSsj+jWA | true | 2447243 | Mühlenstraße | 895557141021729 | iDbNDGkWmlihbgw7 | 14205243033783600
| LineString (8.5774232147568803 53.18541294122709928, 8.57765769999999961 53.18530290000000349) | CIXshDgVDtDmhWv/ | Residential | 100 | 0.63 | lDrBvh8sdTlo8h2m | cChMZ4/s/1yF6Cil | true | 19884127 | Wigmodistraße | 105907260257722 | CIXshDgVDtDmhWv/ | 14856808858803300
| LineString (8.57438276379281028 53.18461947698929748, 8.57435353499053932 53.18467919000990207) | BJ+sJkjw4cIGAXZ/ | Connector | 25 | 1 | vGR+uVeTIvAIcM8D | 1rTd4yxfaBD2ve7v | true | 6924052 |  | 246281833648682 | BJ+sJkjw4cIGAXZ/ | 4394613154595750
| LineString (8.56581379665031939 53.18489771821929679, 8.56581069499804038 53.18496439502109752) | 9zPWV2zJbSzez7o8 | Connector | 25 | 1 | BVeygLt2pmEl5rLc | lDHouN0W/JrVz3bw | true | 74204483 |  | 287381496429443 | 9zPWV2zJbSzez7o8 | 4394613154595750
| LineString (8.57329862785853081 53.18522865661390142, 8.57336426435652932 53.1852289724062004) | tFLxh+f+MfUQT7Xx | Residential | 125 | 0.62 | qPFuNzg7sK2r7+hC | uqvPQOb8hIo3foYu | true | 43861995 | Johann-Hoppe-Straße | 242713487731933 | tFLxh+f+MfUQT7Xx | 25836603610611200
| LineString (8.57249818408440944 53.18438513946399837, 8.57249064078165013 53.18428789327359851) | c/pmXLfBphLWmb3W | Tertiary | 200 | 0.62 | CQfhwCQAK79jpOQ0 | ++he3L5jV2+4u5Pi | true | 1083002 | Mühlenstraße | 405906863273622 | c/pmXLfBphLWmb3W | 8223548985685890
| LineString (8.56703489999999945 53.18506049999999874, 8.56707910000000084 53.18507739999999728, 8.56714419999999954 53.18508789999999919, 8.56719819632943036 53.18508723143410322) | PtZknulXN8A4LOxg | Residential | 32 | 0.75 | XbWpTl5LBc0tPk1q | 2U316otBV4sBSZRf | true | 11614526 | Richard-Jung-Straße | 481458263397217 | PtZknulXN8A4LOxg | 8343616479046430
| LineString (8.57269780000000026 53.18604059999999834, 8.57269497094331001 53.18601534121550145) | JMQtHWqjX/C6Kgoi | Tertiary | 65 | 0.67 | WlIsBz9EdiEx3RV6 | 55GQRCe1oHrHFXwI | true | 28163 | Mühlenstraße | 266810472946148 | JMQtHWqjX/C6Kgoi | 506295486315796
| LineString (8.5790363504852607 53.18214675283400084, 8.57912063995592078 53.18212088500720114) | 7tw57ex7gSO4WMhn | Connector | 25 | 1 | OHexQGmKTG2Q8SY8 | #NAME? | true | 63254194 |  | 374328727722168 | 7tw57ex7gSO4WMhn | 4394613154595750
| LineString (8.57094772559696949 53.18367583313830238, 8.57084046498036933 53.183713290003503) | Dgk3iuqGHIvwUaUa | Connector | 32 | 1 | HHLC/UKFjwI40FW0 | kvVbGJgW7+57bP4f | true | 8290989 |  | 493314399719238 | Dgk3iuqGHIvwUaUa | 8343616479046430
| LineString (8.56702409783899022 53.18405644601340043, 8.56682846372459039 53.18403646163559984) | I4nA8K8V0d24bNyj | Residential | 150 | 0.62 | bDU24VTcmhv2GF88 | Urms6QGPq335pe2P | true | 13261 | Fresenbergstraße | 313911285316467 | I4nA8K8V0d24bNyj | 40530788484379904
| LineString (8.57527373435553031 53.18223021143349882, 8.57539570500514969 53.1822161450075015) | EnTj2jsu+f7N+OqV | Connector | 25 | 1 | i1V8xO2HFtOhIaCb | Oeq1CdSwEggWQWZ4 | true | 8299921 |  | 415924949645996 | EnTj2jsu+f7N+OqV | 4394613154595750
| LineString (8.57832245718208064 53.18347747200210307, 8.57826729552870937 53.18349013547199888) | 0OPQ5paW1nJkNekh | Tertiary | 32 | 0.81 | cO1Y27Uc1aYKvE72 | uKPJWoxCNv39bp/M | true | 39462636 | Fresenbergstraße | 553948968315381 | 0OPQ5paW1nJkNekh | 8343616479046430
| LineString (8.57826689188519076 53.18281148929739999, 8.57826084998703919 53.18287104002269672) | /5EqWjDXadIdiC36 | Connector | 25 | 1 | U0DZodRZ7BwTYsbt | ofvHGNVSkDGn/ltO | true | 66370893 |  | 326123580932617 | /5EqWjDXadIdiC36 | 4394613154595750
| LineString (8.56441279999999949 53.18502269999999754, 8.5644196591413202 53.18505763182000123) | #NAME? | Residential | 100 | 0.63 | 0pLWSlhJQJUGgoeG | xxchpL4tuRsw4cKv | true | 39129767 | Besanstraße | 123328410215379 | #NAME? | 14856808858803300
| LineString (8.57239240000000002 53.18309349999999824, 8.57222421807908042 53.18310750560510058) | gH6WxNFbFdhiV1B6 | Footway | 80 | 0.66 | FT3bT2LHnKQTnG+p | zN+GXYj47urZJR2g | true | 1134654 |  | 536434460563643 | gH6WxNFbFdhiV1B6 | 8519200479572930
| LineString (8.56333169074670941 53.18316460915470145, 8.56264700000000012 53.18324439999999953) | TqDm4I2boxkHZsbH | Residential | 40 | 0.72 | 2L8IVCDJWvarBfwU | 493+2m8RrdP19J+k | true | 4660864 | Kapitän-Dallmann-Straße | 962658064269926 | TqDm4I2boxkHZsbH | 14798583586907100
| LineString (8.57371619999999979 53.18407770000000312, 8.57361769999999979 53.1842632999999978) | q92e1aI25sWP2NVE | Service | 0 | 0 | ZKNeCRPQ1UTTn452 | kpeVrvZsHQJOX55+ | false | 21671135 |  | 0 | q92e1aI25sWP2NVE | 0
| LineString (8.57009458224830034 53.184205344675199, 8.57009261499955066 53.18426851502640318) | jHHKzhEX8YrXaDFC | Connector | 25 | 1 | 205B8FJDBfH7f/BW | SGlmMLAJZc78Kqhv | true | 70287004 |  | 359289932250977 | jHHKzhEX8YrXaDFC | 4394613154595750
| LineString (8.56882310213523013 53.18220491292869667, 8.56875276707610034 53.18220657199510271) | 3NQ9oKjeWTOMydfe | Residential | 32 | 0.9808998117808952 | HndjWYLq1pLXvK2u | Rtcjly2GvEh8qdH7 | true | 47039866 | Kapitän-Dallmann-Straße | 732963562011718 | 3NQ9oKjeWTOMydfe | 8343616479046430
| LineString (8.56459740000000025 53.18596279999999865, 8.5646166000000008 53.18606170000000333, 8.5646442603680395 53.18615275646150309) | QfGJpKshqy4h7p1I | Residential | 65 | 0.65 | 5IfrC08sFjs+DHiE | mwDSxSWNpIzdLul0 | true | 21373775 | Besanstraße | 295449002075184 | QfGJpKshqy4h7p1I | 506295486315796
| LineString (8.57512260000000026 53.18145450000000096, 8.57511599999999952 53.18155639999999806, 8.57512302302136042 53.18159825726760204) | BzrAOGsfUi1wugow | Residential | 125 | 0.62 | LEENKeSlS8YE7mtn | a8uRGRO6A3ZeAxpO | true | 16024632 | Kaffeestraße | 199810640842437 | BzrAOGsfUi1wugow | 25836603610611200
| LineString (8.57137709999999942 53.18411950000000132, 8.5712993723063402 53.1841279330186012) | tbPoJazRzKgqxPJa | Residential | 200 | 0.62 | NzfjOILns5rNckms | 7nxNzyKqyejjUZWy | true | 52782097 | Fresenbergstraße | 435408753246307 | tbPoJazRzKgqxPJa | 8223548985685890
| LineString (8.56719819632943036 53.18508723143410322, 8.56719593999746998 53.18502148001959995) | Fn7dP7jU0g2ijI+h | Connector | 25 | 1 | 2U316otBV4sBSZRf | ejDM6Mj5hCl+1LE7 | true | 73161607 |  | 303602027893066 | Fn7dP7jU0g2ijI+h | 4394613154595750
| LineString (8.57348155501298059 53.18215849585060084, 8.57345711615984918 53.18215384811669821) | MeRHzko0K43/fOYG | Residential | 25 | 0.9706274847879044 | U5C8MnitRXYlJ8uJ | pYTlX62croYL8c7g | true | 17130951 | Lüder-Clüver-Straße | 330454330444336 | MeRHzko0K43/fOYG | 4394613154595750
| LineString (8.56655828073447978 53.1827593091097981, 8.5665642801425097 53.18278204664810005) | gx+0DKLCmr/LUjU6 | Service | 20 | 1 | kZnQbi/Jb8j7v7Ne | oxXxXzTeyKktRTW6 | true | 25610442 |  | 1 | gx+0DKLCmr/LUjU6 | 2442449145137490
| LineString (8.57249416280792964 53.18181282822180123, 8.57246467500089082 53.18181091000010241) | OHHEwQF5BeVulOQ7 | Connector | 40 | 1 | ndpPMM96zNml7KGP | fbOl5T9hXxsU1ZNh | true | 19821547 |  | 951153106689453 | OHHEwQF5BeVulOQ7 | 14798583586907100
| LineString (8.56922966786012985 53.18570382362430138, 8.56921986000837066 53.18564635502610116) | yP+toWwpq8+u6EvI | Connector | 25 | 1 | z/4ahVVrkH14eYfZ | I0CwNEyRecswgWz/ | true | 64266787 |  | 295522060394287 | yP+toWwpq8+u6EvI | 4394613154595750
| LineString (8.57303396480540059 53.18671953810670061, 8.57275289999999934 53.18661600000000078, 8.57263470000000005 53.18658090000000271) | Jw0agwHBZFeWNlft | Service | 40 | 1 | T7d/iRDX/8/wkCRC | uL689R1zoJGekykz | true | 3084257 |  | 948868255615234 | Jw0agwHBZFeWNlft | 14798583586907100
| LineString (8.58008976742226004 53.18001655361779711, 8.58011400000000002 53.18007320000000249, 8.58015460000000019 53.18016819999999711, 8.58020179999999932 53.18024510000000049) | U7vHLC5jw2b262hs | Unclassified | 50 | 1 | /ueDSlh6sqR8LUka | P/nuu1JZXvQdaqRr | true | 26535494 | Marschgehren | 151094512939453 | U7vHLC5jw2b262hs | 2611239415570130
| LineString (8.5738368440631394 53.18310231394949739, 8.57383928000155926 53.18313318500889864) | EIHrsv3VJfs96o5Y | Connector | 25 | 1 | 6emOjIOBY79X8jcG | TmOc5ZGjrCgkjYWb | true | 34381473 |  | 288625888824463 | EIHrsv3VJfs96o5Y | 4394613154595750
| LineString (8.57576369999999955 53.18691230000000303, 8.57467180000000084 53.18658520000000323) | LCT7hW7uJUWLZ+rr | Path | 0 | 0 | 6l3BOwRrSlrJExwl | jnEcksMLzcw+aGmu | false | 8153272 |  | 0 | LCT7hW7uJUWLZ+rr | 0
| LineString (8.57456553563543977 53.18465175801890155, 8.57453654499050089 53.18471098500990024) | xOV/yBo623TY/DIL | Connector | 25 | 1 | ZuQE/6cJrmJ3Bv1w | FoXhT0zFQ9DUhVLk | true | 68676887 |  | 246986484527588 | xOV/yBo623TY/DIL | 4394613154595750
| LineString (8.57494987886362026 53.18248857781220096, 8.57491851441080044 53.18248457154410147) | rIpkx2eYVu5sfVIQ | Residential | 65 | 0.64 | TQ42wO3CejmePadp | i5pe7wvX5QiaUn82 | true | 2142875 | Lüder-Clüver-Straße | 339588184814453 | rIpkx2eYVu5sfVIQ | 506295486315796
| LineString (8.56454698238152012 53.18570604565110216, 8.56459740000000025 53.18596279999999865) | 1VfCvPbcyhTkfd9Q | Residential | 100 | 0.63 | unRTV08E5+I7OMeS | 5IfrC08sFjs+DHiE | true | 28761003 | Besanstraße | 113321813804627 | 1VfCvPbcyhTkfd9Q | 14856808858803300
| LineString (8.56538007109868005 53.18361105554780011, 8.56538089158019034 53.18346471842210121) | uc3KnEY3NsnhDHZh | Footway | 25 | 1 | hnaXa1Tq/ki+L3My | gwGkqCdmhymQX6lx | true | 16279564 | Schifferweg | 298116493225098 | uc3KnEY3NsnhDHZh | 4394613154595750
| LineString (8.58157639999999944 53.18294120000000191, 8.58174349999999997 53.18285180000000167) | jqr6VGLYO7pVU0PI | Secondary | 80 | 0.65 | yqxbsBB4Z8tcAIt4 | j5vnSfuymG/a7+Ev | true | 14953555 | Landrat-Christians-Straße | 550922814464546 | jqr6VGLYO7pVU0PI | 8519200479572930
| LineString (8.5724651999999999 53.18197349999999801, 8.57256830000000036 53.18196900000000227, 8.57256830000000036 53.18196900000000227, 8.57265570000000032 53.18197289999999811, 8.57265570000000032 53.18197289999999811, 8.57273280000000071 53.18198730000000296) | DaJHrcZbjSxA4WzU | Pedestrian | 100 | 0.63 | FLdBWcKGaZ7y/4hw | FgnJY0VWSE9Ke5nl | true | 18160854 |  | 888213292808533 | DaJHrcZbjSxA4WzU | 14856808858803300
| LineString (8.57560934647598927 53.18546882232009665, 8.57568149500927923 53.18548063500089995) | /Hq2cC3Dqq4CLBjn | Connector | 20 | 1 | XwJJnLQ2l2194ZsS | XDipdl9I3lRl0Key | true | 49970746 |  | 242034244537354 | /Hq2cC3Dqq4CLBjn | 2442449145137490
| LineString (8.57041019999999953 53.18312039999999996, 8.57031920000000014 53.18302309999999977) | EUyX1wFLH5lIiAyp | Residential | 65 | 0.75 | hBX4uH27mfjfNBdF | k4XnyzWnjSsWTL70 | true | 124155655 | George-Albrecht-Straße | 27518835067749 | EUyX1wFLH5lIiAyp | 506295486315796
| LineString (8.57702850000000083 53.18189660000000174, 8.57729340000000029 53.18184180000000083, 8.57740399999999958 53.18198600000000198, 8.57735169999999947 53.18200370000000277) | pl95VUHxlhzMW432 | Service | 0 | 0 | U5VQ5pw1ZODsgwN8 | AX47Mu1FjQAxscpC | false | 40397408 |  | 0 | pl95VUHxlhzMW432 | 0
| LineString (8.57273280000000071 53.18198730000000296, 8.57275173544961078 53.18191430000739928) | LoXI/0SJ0dk8LuP/ | Path | 250 | 0.62 | FgnJY0VWSE9Ke5nl | Ve9e6geO+2/d99z6 | true | 8218978 |  | 109327340893173 | LoXI/0SJ0dk8LuP/ | 14205243033783600
| LineString (8.57279920146535623 53.18144015724200813, 8.57282572285474309 53.18144134677390156) | I2tuzheP8rHmU3Fq | Secondary | 125 | 0.63 | 5DL8S1q5/SBmiUGJ | g7zIKzuQL9JgKwvT | true | 17780341434701800 | Landrat-Christians-Straße | 150017483482361 | I2tuzheP8rHmU3Fq | 25836603610611200
| LineString (8.57357490000000055 53.18382230000000277, 8.5734873534872893 53.18383576522649747) | H251eL9ajJ7bXqys | Tertiary | 0 | 0 | 4fNoZeRdJCtOTKEM | lgHRt4+1uetNX39l | false | 6039081 | Fresenbergstraße | 0 | H251eL9ajJ7bXqys | 0
| LineString (8.56438520000000025 53.18488659999999868, 8.56441279999999949 53.18502269999999754) | D7kZ5UOhcn1koO8e | Residential | 100 | 0.63 | bth6oCoTCGsj0mhZ | 0pLWSlhJQJUGgoeG | true | 15252553 | Besanstraße | 123328410215379 | D7kZ5UOhcn1koO8e | 14856808858803300
| LineString (8.5717435879830628 53.18133457867759262, 8.57195105061892626 53.181356582375507) | K1kVltpBQC0YWAmI | Secondary | 100 | 0.63 | n1undk7f/oM/pCkx | HariN7fueM9IAkCB | true | 1408454599994670 | Weserstrandstraße | 134828320323944 | K1kVltpBQC0YWAmI | 14856808858803300
| LineString (8.57556387873323978 53.17870180327079765, 8.57551499999999933 53.17869799999999714, 8.57531900000000036 53.17868579999999668) | VLzE62aYDS1TheQz | Service | 0 | 0 | /EoDfL0SHZ0HOTk1 | h5NCbS3ojlaSjZou | false | 1646354 |  | 0 | VLzE62aYDS1TheQz | 0
| LineString (8.56454607652774058 53.18328572278439736, 8.56455210000000022 53.18332010000000309, 8.56455731729887049 53.18346013077439949) | jx8do8G0O5WppEd2 | Residential | 80 | 0.63 | R2gwQqNAqCLOEjJE | pxDWdcDLcYViYt1/ | true | 1942728 | Kleine Straße | 775063069553375 | jx8do8G0O5WppEd2 | 8519200479572930
| LineString (8.57241004019095953 53.18272368405109773, 8.57209052002271044 53.18266126501180224) | RYsuS+ZTwnpSpiVg | Connector | 25 | 1 | 1HfhRYzRwQ9HFDIW | 4E9bhb77272LKo9s | true | 22453413 |  | 296945304870605 | RYsuS+ZTwnpSpiVg | 4394613154595750
| LineString (8.56570655927593982 53.18392718134190034, 8.5657155949977799 53.18388796502109983) | BluV0bpfFqxlt/jW | Connector | 25 | 1 | oweibC0Y/HKoQWmb | yrjpgOmpjmoj2dAQ | true | 44042606 |  | 3015407371521 | BluV0bpfFqxlt/jW | 4394613154595750
| LineString (8.57126715579905962 53.18400589713829874, 8.57108404741078012 53.18381669381550125) | DtkRk+pvO7khkYHe | Residential | 40 | 0.75 | NABVKUlXJ1dYv4E6 | Gv+koHSg2zAdIwG7 | true | 24346521 | George-Albrecht-Straße | 1070879945755 | DtkRk+pvO7khkYHe | 14798583586907100
| LineString (8.56823495583149963 53.18329728792679845, 8.56823991868126988 53.18331141098690296) | RS2dkf41GjSgMdYc | Residential | 25 | 1 | iYgQ4hFuIbPjdbXs | AA024re0nSUcEYoK | true | 1605761 | Flethestraße | 286403942108154 | RS2dkf41GjSgMdYc | 4394613154595750
| LineString (8.57596585519731036 53.18489832687450303, 8.57562830461050929 53.18483899028650086) | SYfjNFXMsGybIprm | Residential | 50 | 0.65 | 0J83GD1N9ils/SFe | 4bFn4JEHKt60R9Y5 | true | 23502512 | Allmersstraße | 244164754867554 | SYfjNFXMsGybIprm | 2611239415570130
| LineString (8.57783909994425997 53.17906710971639939, 8.57831260000000029 53.17899200000000093) | T0xmpnnKZe5XRq5u | Unclassified | 80 | 0.67 | hwl4WiuqWCmfKvcu | S5Y5UZWTz6aM/mQ/ | true | 32730007 | Zum Kammstuhl | 659730853996298 | T0xmpnnKZe5XRq5u | 8519200479572930
| LineString (8.56741351612095059 53.18581100208749746, 8.56742152000878043 53.1858595150275022) | QO9xdH5Uqli75Jth | Connector | 25 | 1 | 5m8eOyKqlo/CQj/G | 3EqYkjK8MJ193vR3 | true | 54233265 |  | 342586135864258 | QO9xdH5Uqli75Jth | 4394613154595750
| LineString (8.56490939278340946 53.18488923683280234, 8.56492571984274065 53.18488931892539995) | y758Uzfk2NeOKkLt | Residential | 100 | 0.63 | 4PCg4pefE2KPT7Ez | qeiQ/v9UaPeh/XN4 | true | 1091078 | Richard-Jung-Straße | 130760877536773 | y758Uzfk2NeOKkLt | 14856808858803300
| LineString (8.56453185333639055 53.18320454784090145, 8.56454607652774058 53.18328572278439736) | vQxshiYe2Gj8odqR | Residential | 80 | 0.63 | V16nKkwmfe+U/Fg1 | R2gwQqNAqCLOEjJE | true | 90803 | Kleine Straße | 751437343769074 | vQxshiYe2Gj8odqR | 8519200479572930
| LineString (8.57416898727811017 53.18302583501049696, 8.57422530000000016 53.18278209999999717, 8.57433984271398941 53.18261691469179908) | VrAgZpwCGifM8lMg | Footway | 0 | 0 | SBw8iYXBxzYK6eYo | Hn+ZQS91mkg8mtj+ | false | 4728129 |  | 0 | VrAgZpwCGifM8lMg | 0
| LineString (8.56833639027114025 53.18575617732930283, 8.56830238225293073 53.18575818745279804) | LJHdVcQj3MHMzbaB | Residential | 50 | 0.65 | njEgqHOy/LhF7hj5 | a8ZFE2qcSDcNi+yW | true | 22834823 | Küferstraße | 231378959751106 | LJHdVcQj3MHMzbaB | 2611239415570130
| LineString (8.56399680297396948 53.18405546693030317, 8.56392755001837003 53.18398602500919736) | qgFPzPuAtdArD+fk | Connector | 25 | 1 | cAdCj5Pg3v5FELGk | U/AqnuUmbuwaL/pD | true | 9005285 |  | 289661808013916 | qgFPzPuAtdArD+fk | 4394613154595750
| LineString (8.57483037290568006 53.18145027437606132, 8.57497498291672855 53.18145236544679477) | aZYhm9OOvomG2xJV | Secondary | 250 | 0.62 | KG9iQAJDgSCkLUBe | UW4JEpr82+O52wLd | true | 96707633760874 | Landrat-Christians-Straße | 129016153312302 | aZYhm9OOvomG2xJV | 14205243033783600
| LineString (8.57617743970024016 53.1843801470971016, 8.57599909555423068 53.18434279524719699) | cg3VL3I0Kjh/Y+yF | Residential | 40 | 0.68 | MpVA/uo0g+CbuVww | /UpiseGGlPF0dryf | true | 12621428 | Cord-Steding-Straße | 131057823791518 | cg3VL3I0Kjh/Y+yF | 14798583586907100
| LineString (8.57157606752728007 53.1840996035066027, 8.57155704000565066 53.18403094501010031) | o/y4uUWyd3h08x2R | Connector | 25 | 1 | kN03ybwmFWo28pP6 | h56TRIw1Ep/vOU6X | true | 77431197 |  | 295227870941162 | o/y4uUWyd3h08x2R | 4394613154595750
| LineString (8.56882949999999965 53.18131720000000229, 8.56896369999999941 53.18125839999999727) | kso5UmegDO9+Jx20 | Secondary | 100 | 0.63 | 14UwV+UML4VBFUR9 | +5pz2xBQRKIB+mtF | true | 11100585 | Weserstrandstraße | 885035816345215 | kso5UmegDO9+Jx20 | 14856808858803300
| LineString (8.56847598214664963 53.18398317913329976, 8.56857305498806987 53.1839708700008984) | srzPmNvqKZEodo5F | Connector | 25 | 1 | 8vXpSvNyOGvmq9Lc | sxz6nS68waKy0T83 | true | 6629889 |  | 297870216369629 | srzPmNvqKZEodo5F | 4394613154595750
| LineString (8.57391414507081961 53.18526181914729989, 8.5738948299963198 53.18534573000420096) | O7b9x51bw1kHM2jG | Connector | 25 | 1 | iQfe83ZJ0fynkuBp | WPo/Zr3zAAUD3Znb | true | 9423585 |  | 283260822296143 | O7b9x51bw1kHM2jG | 4394613154595750
| LineString (8.56823991868126988 53.18331141098690296, 8.56837970999325016 53.18329368500049981) | VH1VBPN/yYnXXb95 | Connector | 25 | 1 | AA024re0nSUcEYoK | MWxhxqtemtSE67kB | true | 9547623 |  | 27983268737793 | VH1VBPN/yYnXXb95 | 4394613154595750
| LineString (8.56453185333639055 53.18320454784090145, 8.56460093493991081 53.18320018000380145) | eTtn4mAdxNbHkAjz | Connector | 32 | 1 | V16nKkwmfe+U/Fg1 | Y+TyolpGyXKcOYLi | true | 46419935 |  | 489768905639648 | eTtn4mAdxNbHkAjz | 8343616479046430
| LineString (8.57132350862358017 53.18207457466129995, 8.57131566001715939 53.18203913502780011) | 5vriQUgYGdPmI23W | Connector | 32 | 1 | Zemeh8WGAefvRncy | 8hDBWIJMsOi4HjYl | true | 39772651 |  | 487049331665039 | 5vriQUgYGdPmI23W | 8343616479046430
| LineString (8.56921840000000046 53.18427429999999845, 8.56913775999890959 53.18428170000009914) | kya95ZYKx0y7OzmH | Connector | 25 | 1 | G/4c3wPetz/4XIXp | P1sWQoAawRo1JOOr | true | 5451283 |  | 349120407104492 | kya95ZYKx0y7OzmH | 4394613154595750
| LineString (8.56502127125090951 53.18297443170639838, 8.56503878503493077 53.18302486004019869) | ZiD6Y/NNEj2w0MZT | Connector | 25 | 1 | hhi30PV/kehUtGVQ | zW1Iq2OfQWlqoXA9 | true | 5730756 |  | 336140213012695 | ZiD6Y/NNEj2w0MZT | 4394613154595750
| LineString (8.57654259999999979 53.1860527999999988, 8.57656115761728088 53.18603216206769702) | Ole5cUPu/kRBkJsi | Residential | 65 | 0.65 | v3ZT5jFK9+rn0cwt | 2xRn6Cr0Kby/OROD | true | 26093836 | Wigmodistraße | 440402529239655 | Ole5cUPu/kRBkJsi | 506295486315796
| LineString (8.57710360145592965 53.1826952823933965, 8.57708729497923983 53.18274171502950054) | HkNlYQTb7TOjny57 | Connector | 25 | 1 | OlIUAjZCwV5BK0Oz | ah7U2+WmFqid+kIt | true | 5279152 |  | 304570903778076 | HkNlYQTb7TOjny57 | 4394613154595750
| LineString (8.56727474718418947 53.18408006550750144, 8.56720741190673962 53.1840737343147012) | 3bH3Q4KI+OmZ8CRV | Residential | 150 | 0.62 | sC0JRvgjl2Bxhzej | VW1e1c+KBGrMwycy | true | 45544877 | Fresenbergstraße | 321461234539032 | 3bH3Q4KI+OmZ8CRV | 40530788484379904
| LineString (8.57099347846205006 53.18298662507879726, 8.5710727999999996 53.18300500000000142, 8.57120959999999954 53.18301009999999707) | ytqUcJHaTfsWdX0m | Service | 65 | 0.7 | BnQWvtH3gHKDAze0 | bOd6qtGGaJ+n0R+x | true | 14840813 |  | 432940525817859 | ytqUcJHaTfsWdX0m | 506295486315796
| LineString (8.56541831444764057 53.18290430205080099, 8.56536779002527027 53.18283075501820178) | 0eCbIdwugCCga/Rz | Connector | 25 | 1 | hMbTfKXKQWTalpM4 | VbveYNo7X0+dpw5E | true | 8851135 |  | 325244407653809 | 0eCbIdwugCCga/Rz | 4394613154595750
| LineString (8.5769315000000006 53.17783459999999707, 8.57706151196521027 53.17825357882789916) | vz//Ops1n8niHwSc | Living street | 125 | 0.7 | s18dmfNXMW3vzu7m | 7+pmVFdt97WUeslG | true | 4741284 | An der Wollkämmerei | 207561795196531 | vz//Ops1n8niHwSc | 25836603610611200
| LineString (8.56909539031332912 53.18166690562230059, 8.56925527991496061 53.18187376693710178) | jO5/gdOhirFrp91Q | Residential | 40 | 0.81 | iDAq1cemXlQ9T5r+ | C0umMMFz79uW80R8 | true | 2537227 | Emmalene-Bulling-Straße | 939565269470331 | jO5/gdOhirFrp91Q | 14798583586907100
| LineString (8.56972750000000083 53.1811380999999983, 8.56979965457733961 53.18114422872609737) | CO0OLtIkvZg1bNQk | Secondary | 100 | 0.63 | /ETyD8kJNVgd5hEM | Q913jWOyNxs5FXhE | true | 48700404 | Weserstrandstraße | 923535996322632 | CO0OLtIkvZg1bNQk | 14856808858803300
| LineString (8.57796288373413951 53.18475930328600043, 8.57793249998228013 53.1848103400152965) | lX3WMdRHdk9zWhbl | Connector | 25 | 1 | R4PYyZ2ZWqmaOXUh | Ru9y9T5SktC+v6Ga | true | 60297666 |  | 296104221343994 | lX3WMdRHdk9zWhbl | 4394613154595750
| LineString (8.57273529999999973 53.18216360000000265, 8.5726406000008204 53.18213424000010292) | oiLgxhW+nCvmOMSb | Connector | 32 | 1 | lFES3g97LW0ELrNw | lhGAyEFf3Tcd7GCo | true | 71217723 |  | 654144897460938 | oiLgxhW+nCvmOMSb | 8343616479046430
| LineString (8.5748087274351299 53.1852364108022968, 8.57478251836663929 53.18529284480540298) | a7OE3sZiM3DGmsZm | Residential | 50 | 0.65 | oGHGo3FrUXOdgSgT | DOZHCQ0phq+q8RIA | true | 6517789 | Dilichplatz | 223371541404747 | a7OE3sZiM3DGmsZm | 2611239415570130
| LineString (8.56488063133664035 53.18488909221470351, 8.5648814649999494 53.1848292700020977) | lt81VWQdKabRxFRZ | Connector | 25 | 1 | i9AXGBmgh4VZYouJ | BhpUOQyKhh54+WdZ | true | 6655238 |  | 278470993041992 | lt81VWQdKabRxFRZ | 4394613154595750
| LineString (8.57268851251333075 53.1859576780376031, 8.57267421722275991 53.18583004401970271) | DAwKHq7IqGshrPui | Tertiary | 65 | 0.66 | hDE0YA8CPc47IhvZ | 9Q4xAaVfBqDHNFlb | true | 14230917 | Mühlenstraße | 302117717857356 | DAwKHq7IqGshrPui | 506295486315796
| LineString (8.57416898727811017 53.18302583501049696, 8.57419495500352014 53.18302800000019914) | ECycrS8EjLtEHHWv | Connector | 25 | 1 | SBw8iYXBxzYK6eYo | wdimekP9Lc8kP4p3 | true | 17519763 |  | 292670307159424 | ECycrS8EjLtEHHWv | 4394613154595750
| LineString (8.5786691187423294 53.18282621487600181, 8.57867347999435026 53.18278322502420252) | UyEQ8ZJbbdyt03UD | Connector | 25 | 1 | Epd8rRgsaAp38QUQ | QytSpuumvZegH+rp | true | 4791333 |  | 304772510528564 | UyEQ8ZJbbdyt03UD | 4394613154595750
| LineString (8.57244318743033062 53.18351386445169737, 8.57235598499240048 53.1835202000004017) | pwvVgmkiblAeJyNm | Connector | 25 | 1 | 1ex/MdnVqFsiY2DZ | 4Ie45UYlS6JhPl+8 | true | 5869869 |  | 328491401672363 | pwvVgmkiblAeJyNm | 4394613154595750
| LineString (8.56538007109868005 53.18361105554780011, 8.5653180250131804 53.18361093000080331) | j0kvYE4keLL/0MzQ | Connector | 25 | 1 | hnaXa1Tq/ki+L3My | Yua9M+1y1YrdT6wF | true | 4146316 |  | 31012170791626 | j0kvYE4keLL/0MzQ | 4394613154595750
| LineString (8.57249768169496029 53.1862524824942966, 8.57249254498909075 53.1863103750331021) | OJrtogN3tCpi7HZl | Connector | 25 | 1 | dQQ0kkwwlpOIGltS | JJI2YuoQWSQenVjA | true | 64494753 |  | 32930118560791 | OJrtogN3tCpi7HZl | 4394613154595750
| LineString (8.57568569879692966 53.18530056118640204, 8.57570660000000018 53.18525449999999921, 8.57563538140608017 53.18524162964489932) | eZjn9tv5sDufBuiN | Residential | 32 | 0.72 | 2TZYAw1z0/AMZhgE | bEZwXrh7BqsFxh8H | true | 1028086 | Dilichplatz | 709020510864211 | eZjn9tv5sDufBuiN | 8343616479046430
| LineString (8.56945919718356919 53.18489898372170188, 8.56938553999403041 53.18490075000060102) | w+NEZiJvr4E+Cqmd | Connector | 25 | 1 | YMTPrmRUa7UEaS6X | Or8HtAORrzi4qhga | true | 4925988 |  | 36220142364502 | w+NEZiJvr4E+Cqmd | 4394613154595750
| LineString (8.56619412930522017 53.18490410134170077, 8.56624258782722059 53.18490491453370339) | ExsGxyGahNi7h1s0 | Residential | 125 | 0.62 | i7P1hI8YIwvHRHBY | zhvVDaQtGbTh8bH1 | true | 32394557 | Richard-Jung-Straße | 155221235206607 | ExsGxyGahNi7h1s0 | 25836603610611200
| LineString (8.56612462667301955 53.18396473730749818, 8.5659749000000005 53.1839494999999971, 8.56592810000000071 53.18394560000000126, 8.56590585607190036 53.18394375068299951) | ohGd2fWLAkHDn7wF | Residential | 100 | 0.63 | snXnjV2V/BFLYAfM | U2m79SpNTKXhwnV9 | true | 14806142 | Fresenbergstraße | 122660412403107 | ohGd2fWLAkHDn7wF | 14856808858803300
| LineString (8.57359375393808065 53.1852373056831027, 8.57363939999999936 53.18523900000000282, 8.57365340973827017 53.18524016360470341) | lSC4qJJ1Lv8sOFZu | Residential | 125 | 0.62 | 2BpAqaX5sC9avJfK | /Xb+TL5CyBo4tP/l | true | 4001132 | Johann-Hoppe-Straße | 236720399818418 | lSC4qJJ1Lv8sOFZu | 25836603610611200
| LineString (8.57576369999999955 53.18691230000000303, 8.5761883000000001 53.18645180000000039) | xxf+TryP6D/cqvSB | Residential | 50 | 0.8317240013098871 | 6l3BOwRrSlrJExwl | Z8hHahycnbOBJ1lE | true | 5856101 | Wigmodistraße | 149637252807617 | xxf+TryP6D/cqvSB | 2611239415570130
| LineString (8.56538089158019034 53.18346471842210121, 8.56538289999999947 53.18310650000000095, 8.5653807142118108 53.18306662705749943) | ie/Pmol8LTiVWTRl | Footway | 0 | 0 | gwGkqCdmhymQX6lx | W4HWoJSb6TeQZvN5 | false | 4428884 | Schifferweg | 0 | ie/Pmol8LTiVWTRl | 0
| LineString (8.57671220445770999 53.18449214459599972, 8.57674385996975985 53.18443760502510287) | VchwqG7ztkcFHBNF | Connector | 25 | 1 | yJgrNyJ6ZA4t40BP | owpvaTs2NcpCfPUh | true | 6425514 |  | 303216876983643 | VchwqG7ztkcFHBNF | 4394613154595750
| LineString (8.57512302302136042 53.18159825726760204, 8.57521504999299999 53.18159268500040326) | qIyOjvf+YWUQ7na4 | Connector | 25 | 1 | a8uRGRO6A3ZeAxpO | KUcwsDQpAditpuD5 | true | 6181243 |  | 382779541015625 | qIyOjvf+YWUQ7na4 | 4394613154595750
| LineString (8.56818866068944018 53.18316554278810315, 8.56829285998838941 53.18315233000080156) | Xmx4KwSRZoK4V3JH | Connector | 25 | 1 | IkWPtRIItoSam2pw | B7VGx0dZKTUTc0mt | true | 7116742 |  | 297895240783691 | Xmx4KwSRZoK4V3JH | 4394613154595750
| LineString (8.5691714999999995 53.17917969999999883, 8.56957090000000044 53.17904209999999665, 8.57003699999999924 53.17886860000000127, 8.57021029999999939 53.17880749999999779) | uoyFDsDKcyoRhH2E | Construction | 100 | 1 | rnhx19U66UleR/uN | ZBfOBlhHx5bTq50q | true | 8084607 |  | 144393188476562 | uoyFDsDKcyoRhH2E | 14856808858803300
| LineString (8.56790640000000003 53.18413230000000169, 8.56789996499811046 53.1841934200238029) | sc15qRu4gEZSVosV | Connector | 25 | 1 | bDgfbQsWKz2wslJp | /zzQ5pbeHnhZ+fum | true | 68129644 |  | 363274574279785 | sc15qRu4gEZSVosV | 4394613154595750
| LineString (8.57281399999999927 53.18394279999999696, 8.57249619999999979 53.18399500000000302) | vspZIxsmSAe+7Vo9 | Tertiary | 50 | 0.72 | ys+UXDWSwdtj+oZW | OGeeA5dVwe6cF+Zw | true | 2201675 | Fresenbergstraße | 185650048828102 | vspZIxsmSAe+7Vo9 | 2611239415570130
| LineString (8.56567186395874991 53.18489533585150042, 8.5656687549980397 53.18496216502119722) | vvOLowog6uzWJrNC | Connector | 25 | 1 | Ir/kWimAjmZBjtjt | 1C+0hCCH0TzpX7au | true | 74374056 |  | 287389144897461 | vvOLowog6uzWJrNC | 4394613154595750
| LineString (8.58204809999999974 53.18339879999999908, 8.58174900000000029 53.18325219999999831) | l2BKvIGprer8JZ/W | Service | 40 | 1 | 4SDOKyjUEE9HzqAt | 6SOIlTIt4qd+c4DM | true | 25796997 |  | 10039143371582 | l2BKvIGprer8JZ/W | 14798583586907100
| LineString (8.57249064078165013 53.18428789327359851, 8.57239643499944926 53.18429053000019735) | MvaR/qu/aA4REMbB | Connector | 25 | 1 | ++he3L5jV2+4u5Pi | z4JuvIplk+T+rqik | true | 63021255 |  | 432567749023438 | MvaR/qu/aA4REMbB | 4394613154595750
| LineString (8.57405151441371949 53.18454844585600227, 8.57397623499048045 53.18461328000989852) | bFLSh6f11gWfHpBy | Connector | 25 | 1 | anSrnKNBQKsSRm5O | awtzN00fLxn6vgjN | true | 8793581 |  | 246046047210693 | bFLSh6f11gWfHpBy | 4394613154595750
| LineString (8.56537987762354014 53.18305136607450123, 8.56537669999999984 53.18299340000000086) | LOVi7er38wZY4Jo9 | Footway | 32 | 0.81 | sQhUpLKkUkTGpEFy | 5VN6jDhxIc6IMliV | true | 64520097 | Schifferweg | 604821083450224 | LOVi7er38wZY4Jo9 | 8343616479046430
| LineString (8.57512260000000026 53.18145450000000096, 8.57536916698089691 53.18145652170490933) | aXJ2f9G1O+LbjjVJ | Secondary | 300 | 0.62 | LEENKeSlS8YE7mtn | I6dw9lf17npjGTCb | true | 16485872790879700 | Landrat-Christians-Straße | 149534704020691 | aXJ2f9G1O+LbjjVJ | 22175056343226800
| LineString (8.57527913403948006 53.18224710764700092, 8.57537360000000071 53.18254269999999906) | E8m72HIheadv6VWE | Residential | 125 | 0.62 | P1uC6IUGPF0dMRNe | YWdcJQo7M1E4XMQu | true | 33484047 | Kaffeestraße | 184628567161559 | E8m72HIheadv6VWE | 25836603610611200
| LineString (8.58631353313580981 53.17849509292110355, 8.58630487502322026 53.17846722501430179) | GfYz+HZ/tcfYQO79 | Connector | 40 | 1 | MZIf6Fzn2H6LzTR8 | Uy/zybGmw3MwxidG | true | 31537385 |  | 136901611328125 | GfYz+HZ/tcfYQO79 | 14798583586907100
| LineString (8.57629058699884972 53.1863366089113967, 8.57614621501369001 53.18629035500239866) | VtJN7TeSu5ROCejr | Connector | 25 | 1 | #NAME? | oL/6MwGWke+fKtit | true | 10933678 |  | 24955171585083 | VtJN7TeSu5ROCejr | 4394613154595750
| LineString (8.57247350181381051 53.18374173733270283, 8.57238577998823992 53.18374536000060004) | xfuIglKQehT165I9 | Connector | 32 | 1 | Y+S+Js32j74A/H9J | NhlTSbE9QF5Uybcw | true | 58759165 |  | 538637542724609 | xfuIglKQehT165I9 | 8343616479046430
| LineString (8.57360614357997086 53.18310888262750069, 8.5736484872033305 53.18310767702160291) | IoxYDL5pdppCYU8+ | Residential | 50 | 0.6304389664677399 | hIftgbD7QavHW0bG | B7q4iMmuqr4NeNvw | true | 2832864 | Eichsfelder Straße | 204152099609375 | IoxYDL5pdppCYU8+ | 2611239415570130
| LineString (8.56675957395981058 53.18402942434089908, 8.56657530000000023 53.18401060000000058) | NOcUrdNlmdTpzVw3 | Residential | 150 | 0.62 | L/25EnzOPPMPGm7B | LvYBV+EoIO75aJ0p | true | 12490971 | Fresenbergstraße | 309755783233643 | NOcUrdNlmdTpzVw3 | 40530788484379904
| LineString (8.56538089158019034 53.18346471842210121, 8.56508528999924046 53.18346412000020251) | nD4B/+AHJxTl6gAV | Connector | 25 | 1 | gwGkqCdmhymQX6lx | kSgfFCdoIWpiw+Sr | true | 19754055 |  | 298116493225098 | nD4B/+AHJxTl6gAV | 4394613154595750
| LineString (8.57302589125045067 53.18493490738809726, 8.57311790999581014 53.18490975500070306) | KnE9BXScHiB3cuUQ | Connector | 20 | 1 | 63TgFpKTHU2QXdDo | zLOMdjlQPn/FMkQu | true | 67557616 |  | 242064933776855 | KnE9BXScHiB3cuUQ | 2442449145137490
| LineString (8.57280221000000076 53.18137308000000019, 8.57279920146535623 53.18144015724200813) | 7A6KNmPjl4a7s7nP | Connector | 32 | 1 | 3/yPPunyjog6WenN | 5DL8S1q5/SBmiUGJ | true | 7467714182240540 |  | 800017166137695 | 7A6KNmPjl4a7s7nP | 8343616479046430
| LineString (8.57306039999999925 53.17897119999999944, 8.57303751829974381 53.17894549211806776) | BeLl3I0Hf7DXrino | Unclassified | 125 | 0.72 | h4XfjXU+Yc4H5nZO | dGiBa0A4OGhfD5/T | true | 32443635109738800 | Marschgehren | 160052403076174 | BeLl3I0Hf7DXrino | 25836603610611200
| LineString (8.5742517434051102 53.18547226133389927, 8.57404657714523921 53.18584736169999871) | wuPXbo+HU6HmZleB | Residential | 40 | 0.67 | zmHol3Ij/m+Lw9Ug | KPxe890cYBIXhXNu | true | 43923 | Heimstättenweg | 135072124214144 | wuPXbo+HU6HmZleB | 14798583586907100
| LineString (8.57692814391823966 53.1826730467756974, 8.5768464999999896 53.18266270000000162, 8.57675975572248994 53.18265589355230105) | q9VcxLNrAK3QrUFB | Residential | 50 | 0.62 | CJHoCm1XlV9ts8yW | 5ZBs5NaA2XQfvLM1 | true | 1142229 | Lüder-Clüver-Straße | 235581584053049 | q9VcxLNrAK3QrUFB | 2611239415570130
| LineString (8.57433299999999932 53.18532369999999787, 8.57456964033191049 53.1853670046073006) | sjO90612mlJlQOQ7 | Residential | 125 | 0.62 | gZm16Zy0ctSCpOg0 | a1U1offP8KzlPVNn | true | 16530632 | Johann-Hoppe-Straße | 205036455104826 | sjO90612mlJlQOQ7 | 25836603610611200
| LineString (8.57257189959990029 53.18676787402009865, 8.57261197020817001 53.18664857302000115) | o0eK3VyKrrcD62r2 | Tertiary | 32 | 0.81 | HiGLC8faxu0V0bVj | +02mFuPg9R9Cx+DL | true | 13539207 | Mühlenstraße | 71647176475497 | o0eK3VyKrrcD62r2 | 8343616479046430
| LineString (8.57108404741078012 53.18381669381550125, 8.57094772559696949 53.18367583313830238) | DTbWn+gNZBEGu9Px | Residential | 32 | 0.81 | Gv+koHSg2zAdIwG7 | HHLC/UKFjwI40FW0 | true | 18125807 | George-Albrecht-Straße | 795360062026884 | DTbWn+gNZBEGu9Px | 8343616479046430
| LineString (8.57758161510768957 53.17978671516549838, 8.57733859999999915 53.17914650000000165) | Rjho3u6+ZwssHJCC | Living street | 300 | 0.62 | tM25+4Z26g4zcipR | zpOMRbKbrDVu94Dq | true | 7304987 | An der Wollkämmerei | 182826673843765 | Rjho3u6+ZwssHJCC | 22175056343226800
| LineString (8.57290180000000035 53.18477109999999897, 8.57308019992949966 53.18471500712630018) | njYmhe7mytbUvgMQ | Residential | 65 | 0.63 | 8rA0zCTQyPI2Fnp+ | baI6SdkNOfDAwRgG | true | 13455849 | Cord-Steding-Straße | 499511200733192 | njYmhe7mytbUvgMQ | 506295486315796
| LineString (8.57368785488869989 53.18524302450300212, 8.5736698549980499 53.18532122000449647) | Y0Tt9wT2t5S9SAvE | Connector | 20 | 1 | t+xPwDx47gw1/UwD | NwKEQ9ps/5d51X9u | true | 8781727 |  | 242037105560303 | Y0Tt9wT2t5S9SAvE | 2442449145137490
| LineString (8.56590115424694076 53.18589771230229957, 8.56566787462113055 53.18590967256000113) | lWvWQpL5TfgKBPxW | Residential | 80 | 0.63 | CycsnemhR/IMvY0t | 1IX+BFi4aUrCGaDI | true | 15644997 | Küferstraße | 695877198829665 | lWvWQpL5TfgKBPxW | 8519200479572930
| LineString (8.57534770000000002 53.17769950000000279, 8.57655169999999956 53.177272600000002, 8.57657550000000057 53.17726410000000214) | AyT67115d2zrrZzu | Unclassified | 0 | 0 | p4Q7JSxC9LHb3Nq6 | hHFQbeDOw0FuLlxO | false | 95289314 | Marschgehren | 0 | AyT67115d2zrrZzu | 0
| LineString (8.56787433265419018 53.18578356992379952, 8.56786505500440931 53.1857273400121997) | 6xpnSOSa0FVMmIui | Connector | 25 | 1 | /m0HxYk3XrtRgIH6 | 65FHSB+pDgPW+mZ7 | true | 62860208 |  | 28888744354248 | 6xpnSOSa0FVMmIui | 4394613154595750
| LineString (8.56042644042561918 53.18232024187089735, 8.56043335502801916 53.18236191507909894) | #NAME? | Connector | 25 | 1 | 5lUMl9RG0bZbLtfl | ZldGs7IJQ53TRf71 | true | 4658965 |  | 415691871643066 | #NAME? | 4394613154595750
| LineString (8.57433984271398941 53.18261691469179908, 8.57438860000000069 53.182546600000002, 8.5743995232081005 53.18252142719519782) | 5NBGwTzUKtWDXHX+ | Footway | 25 | 1 | Hn+ZQS91mkg8mtj+ | pTgQh56Qh8no/3rM | true | 11367701 |  | 382966461181641 | 5NBGwTzUKtWDXHX+ | 4394613154595750
| LineString (8.57500940702952974 53.18483236750360277, 8.57505950000000006 53.18473900000000043) | y+OW+Ruzs+y/beo9 | Footway | 25 | 1 | n60sDBz30JlB8BFu | TMh8yAtT/3reP9l6 | true | 10912868 |  | 247831420898438 | y+OW+Ruzs+y/beo9 | 4394613154595750
| LineString (8.56752790881182058 53.18306128890139917, 8.56757244500870918 53.18320295501270323) | 5/PXWRgCCTs9DrDo | Connector | 25 | 1 | 9WMgA3V0ibmxjHOl | NpK06bUeSH1YztTX | true | 16038399 |  | 295494441986084 | 5/PXWRgCCTs9DrDo | 4394613154595750
| LineString (8.56845619999999997 53.17995959999999656, 8.56774270000000016 53.18020620000000065) | 9guPXKoHyJnL2H9v | Service | 100 | 1 | CQDH3F84+LHLpT8X | hPcg3aDsIeeQszRX | true | 55012516 |  | 144393188476562 | 9guPXKoHyJnL2H9v | 14856808858803300
| LineString (8.57568569879692966 53.18530056118640204, 8.5757635650092201 53.18531331000090034) | T+GvCmnfp/ZH5Dqu | Connector | 20 | 1 | 2TZYAw1z0/AMZhgE | /IO43fC+Xhy6MQyR | true | 53931055 |  | 241999778747559 | T+GvCmnfp/ZH5Dqu | 2442449145137490
| LineString (8.57468446937959072 53.18310685762030232, 8.57473472402143955 53.18310814044330215) | 9MoxnNjuWKt7l1C8 | Residential | 65 | 0.62 | bQHDkhlotgHI114g | w6A7PmvwV5n/goII | true | 3361386 | Eichsfelder Straße | 346453043136597 | 9MoxnNjuWKt7l1C8 | 506295486315796
| LineString (8.57478122676637966 53.18246703530859776, 8.57476335499520026 53.18251752500660245) | tWg/xBF3NBUkvrCW | Connector | 25 | 1 | fWHh9YeltyXS0inN | TVvXgVL11WcJDSH2 | true | 57423663 |  | 401654357910156 | tWg/xBF3NBUkvrCW | 4394613154595750
| LineString (8.5665642801425097 53.18278204664810005, 8.56658439999999999 53.18285829999999947) | pjxkfBdNZ0qukXt9 | Service | 32 | 1 | oxXxXzTeyKktRTW6 | 7+ZQG7XfDjXbgIJV | true | 8588802 |  | 573579139709473 | pjxkfBdNZ0qukXt9 | 8343616479046430
| LineString (8.57261197020817001 53.18664857302000115, 8.57263470000000005 53.18658090000000271) | ydiN+cWlRCi9E9OG | Tertiary | 40 | 0.75 | +02mFuPg9R9Cx+DL | uL689R1zoJGekykz | true | 76800613 | Mühlenstraße | 954182052612305 | ydiN+cWlRCi9E9OG | 14798583586907100
| LineString (8.57520009961224972 53.18198814299829991, 8.57520350000000064 53.18200269999999819, 8.57523029999999942 53.18209430000000282, 8.57527373435553031 53.18223021143349882) | m7nmtZGDZnTibHJG | Residential | 125 | 0.62 | 8BBvEwg046KIRQWf | i1V8xO2HFtOhIaCb | true | 27377375 | Kaffeestraße | 188996432559966 | m7nmtZGDZnTibHJG | 25836603610611200
| LineString (8.57269569222079042 53.1868104765975005, 8.57270459498088933 53.18678935001899788) | #NAME? | Connector | 32 | 1 | ZSla75MvU2CW1y1w | isRKgbqqUxpVhbXx | true | 24243755 |  | 477955551147461 | #NAME? | 8343616479046430
| LineString (8.57414472381855042 53.18644265125720239, 8.57315769999999944 53.18617569999999972) | Y6U9uhHLET/zz6tA | Service | 32 | 1 | oWj3cjxX/aGQ+1cH | mWkrpoH11lENKjzH | true | 7233226 |  | 444229202270508 | Y6U9uhHLET/zz6tA | 8343616479046430
| LineString (8.57702363899863052 53.18189071169049953, 8.57689603997348016 53.18192872500330282) | rUS+6/HNR2xkNv2p | Connector | 25 | 1 | PmegMkITV9GjOV1g | rk1cFn7rSTJd8rNk | true | 9518265 |  | 319271125793457 | rUS+6/HNR2xkNv2p | 4394613154595750
| LineString (8.5748087274351299 53.1852364108022968, 8.57473729000900065 53.18522444000090132) | 3LnzPIrhz/yfpMug | Connector | 25 | 1 | oGHGo3FrUXOdgSgT | BDaIKixP4pQ9M7hr | true | 49559684 |  | 24880334854126 | 3LnzPIrhz/yfpMug | 4394613154595750
| LineString (8.57483441594991014 53.18518109751740042, 8.5748087274351299 53.1852364108022968) | 1nnua7NZYrA9X1dW | Residential | 50 | 0.65 | 9SkowvwkrebdQhQV | oGHGo3FrUXOdgSgT | true | 6388352 | Dilichplatz | 207199323749519 | 1nnua7NZYrA9X1dW | 2611239415570130
| LineString (8.56390765507294915 53.18409984043859851, 8.5638816999999996 53.18412320000000193, 8.56385260000000059 53.18417300000000125) | 0QG0vkY0XqhDqUIV | Residential | 32 | 0.75 | W4N72ndVGMLZ1kUT | HswD2x+QXYozbqlt | true | 899577 | Fresenbergstraße | 818891701698303 | 0QG0vkY0XqhDqUIV | 8343616479046430
| LineString (8.57577500170033069 53.18561209306510307, 8.57598839999999996 53.18566510000000136, 8.57599445364633972 53.185666942424902) | PNpkIq5ld6g2Dnwm | Residential | 125 | 0.63 | kfkZ7jyJyOItsTjj | V0v76PVOskQSZ8hz | true | 15884514 | Johann-Hoppe-Straße | 169462225336075 | PNpkIq5ld6g2Dnwm | 25836603610611200
| LineString (8.56672630438342964 53.1849171245915997, 8.56678050000000013 53.1849230999999989, 8.56684369999999973 53.18494350000000281, 8.56688570000000027 53.18496569999999934, 8.56691821861901914 53.1849882025099987) | XuSi/1Qj1aqO9YHc | Residential | 40 | 0.7 | Gx699qedw3B23Hnr | YKHmMREs5BplJloB | true | 15529876 | Richard-Jung-Straße | 86006845664978 | XuSi/1Qj1aqO9YHc | 14798583586907100
| LineString (8.5754105484585903 53.18552977727210163, 8.57537261499668979 53.18559956000299849) | piw7veSs74Ud+HZE | Connector | 25 | 1 | Q2XSzMRUof/LEPiK | BvHW2LvkzU26/uLa | true | 8166434 |  | 284812088012695 | piw7veSs74Ud+HZE | 4394613154595750
| LineString (8.57544554889495991 53.18427707525960102, 8.57511659999999942 53.18430190000000124, 8.57506974459530014 53.18430741136020146) | L+xzdKBd3Xn+d4Nr | Residential | 32 | 0.75 | Zja4FEBGyhwDl105 | z3Jmf2eML6Vi7yUU | true | 25345356 | Cord-Steding-Straße | 756409163475037 | L+xzdKBd3Xn+d4Nr | 8343616479046430
| LineString (8.56702379248481982 53.18583487883250172, 8.56703215500884063 53.18588296002710081) | xtXUmL8saN81YSPK | Connector | 25 | 1 | AmfyAmsraDwMIOw2 | /NbQBi5xQqjC3PEr | true | 53779697 |  | 2986083984375 | xtXUmL8saN81YSPK | 4394613154595750
| LineString (8.57982048078184079 53.1773499744309035, 8.57979323646985037 53.17728501677540009) | K2ckxWACv5wHv2wK | Connector | 100 | 1 | 7+6EHPZHVxaWOpIE | eOV86l5tzExfKK2k | true | 74521756 |  | 113258081054688 | K2ckxWACv5wHv2wK | 14856808858803300
| LineString (8.57300972378562953 53.18206916098230153, 8.57276120000000041 53.18202680000000271) | AYkjw1xAVxSE+sTT | Residential | 40 | 0.7 | hxe8gGicV0OE0LRI | 73TxO6Rl8IWUpgbT | true | 17264076 | Lüder-Clüver-Straße | 887829692840576 | AYkjw1xAVxSE+sTT | 14798583586907100
| LineString (8.57214469663404977 53.18199977947180201, 8.57216237000264059 53.18206601500789787) | qJJJROGDmcjRdygH | Connector | 32 | 1 | RWmqVzqa0MVn6loJ | 3f+Ui5qdr/pt9GEA | true | 7462515 |  | 65285400390625 | qJJJROGDmcjRdygH | 8343616479046430
| LineString (8.57265624111090929 53.18566954511570088, 8.57264890000000079 53.18560399999999788) | /HjUYXIxyf/YsxN6 | Tertiary | 65 | 0.65 | XsGLFd9KDHsX/Ldk | 2BmZxt7np0ADfeg1 | true | 73081384 | Mühlenstraße | 336637923145317 | /HjUYXIxyf/YsxN6 | 506295486315796
| LineString (8.5786691187423294 53.18282621487600181, 8.57851572647152949 53.18282059932599992) | ELGfEZERx4VfgY/6 | Residential | 100 | 0.63 | Epd8rRgsaAp38QUQ | ouUnDmPnjm75oLaR | true | 102697935 | Lüder-Clüver-Straße | 108348364740371 | ELGfEZERx4VfgY/6 | 14856808858803300
| LineString (8.57449183786643054 53.18603991164449951, 8.57476405197837011 53.18610600535910038) | k5TQ2r3u0ifMw+0b | Residential | 32 | 0.81 | 62NWM0jn6RCc/U27 | q44t0DX49x8OD019 | true | 19619778 | Heimstättenweg | 455101879119757 | k5TQ2r3u0ifMw+0b | 8343616479046430
| LineString (8.56727474718418947 53.18408006550750144, 8.56725854998970071 53.18414222501559863) | ExaH/Jeb1skS5roJ | Connector | 25 | 1 | sC0JRvgjl2Bxhzej | KgZ74Zwjd25LPVcs | true | 6999217 |  | 307527256011963 | ExaH/Jeb1skS5roJ | 4394613154595750
| LineString (8.56890436497963925 53.18416985000479968, 8.56891249499754082 53.18410412001819765) | divAJdV+S6b7EhGW | Connector | 25 | 1 | jB/5HXWZ8SN0mzCk | WF1EoFPzA2dz5VLZ | true | 73323765 |  | 306096286773682 | divAJdV+S6b7EhGW | 4394613154595750
| LineString (8.56906369999999917 53.18345049999999929, 8.56905267497156053 53.18326542000539803) | xkx/HGrVkkuaUJaJ | Connector | 25 | 1 | oglLJk+QJy1Ir8Pi | 6p1nuCLr+DrOIkyZ | true | 2060265 |  | 364018402099609 | xkx/HGrVkkuaUJaJ | 4394613154595750
| LineString (8.5768593633707102 53.18147495880459985, 8.57717760000000062 53.18149480000000295) | h9cGuBEVzyYV6Lrm | Secondary | 300 | 0.62 | 9kdrX+w4kyKVQXyq | +zQfMB+1BmxGX2J1 | true | 2138176 | Landrat-Christians-Straße | 168757720567703 | h9cGuBEVzyYV6Lrm | 22175056343226800
| LineString (8.57058269702836029 53.18419379711939854, 8.57054989999999961 53.1841963999999976, 8.57052490000000056 53.18419709999999867) | SaM5dwTDs0hRFngC | Residential | 200 | 0.62 | I2ljZAV3u6aAPKZ2 | SNxIOhE0+fT+fOEO | true | 38831508 | Fresenbergstraße | 425672731193542 | SaM5dwTDs0hRFngC | 8223548985685890
| LineString (8.57350122344723964 53.1845902298591966, 8.57354865000526978 53.18465118500390076) | OfznslvhpS4W+3r2 | Connector | 20 | 1 | X8G4dJ3XcpJu5e8w | GLfn0Cltuuz6d4kp | true | 74850926 |  | 241278038024902 | OfznslvhpS4W+3r2 | 2442449145137490
| LineString (8.5777434468958198 53.18471216584549666, 8.57774026550882063 53.18471148244489655) | ph4uQtyBw6hEI4tG | Residential | 65 | 0.64 | JwLZIOA31Gv9C9Y/ | bwroAwYxDAaQg3Qd | true | 0.22577879 | Cord-Steding-Straße | 359242088623054 | ph4uQtyBw6hEI4tG | 506295486315796
| LineString (8.57863410000000037 53.18463489999999894, 8.57865349999999971 53.18455260000000351) | vZGIbhY6sTKOVDNR | Secondary | 65 | 0.66 | 44zeJ4OKYWJ9HrhO | 1d0/OShR90iuMDUp | true | 9246898 | Lüssumer Straße | 466534286155715 | vZGIbhY6sTKOVDNR | 506295486315796
| LineString (8.57682455973306013 53.18576129979020095, 8.57669011501502965 53.18571026500330134) | 8AOoRvudIrDDYmOx | Connector | 25 | 1 | 6TtZzpLNFQIIeKbk | Sp4Q9E9Drqx8IPkO | true | 10627544 |  | 254460849761963 | 8AOoRvudIrDDYmOx | 4394613154595750
| LineString (8.57675975572248994 53.18265589355230105, 8.57677210498827947 53.18259910002029756) | X+5ayNlRARkKv9/7 | Connector | 25 | 1 | 5ZBs5NaA2XQfvLM1 | 4R8rV8rzEZX7yX3S | true | 637174 |  | 297660083770752 | X+5ayNlRARkKv9/7 | 4394613154595750
| LineString (8.57425508465670916 53.1830958960819018, 8.57449503970451943 53.18310202196050085) | 2Cpsk06NmIy4rI1K | Residential | 65 | 0.62 | Z4LSOHTlJivBv6hA | pAoL9tZr4COfe0In | true | 16049898 | Eichsfelder Straße | 310603108367941 | 2Cpsk06NmIy4rI1K | 506295486315796
| LineString (8.56566787462113055 53.18590967256000113, 8.56566080000719943 53.18585988502479722) | P4AVe41FmInlVhbU | Connector | 25 | 1 | 1IX+BFi4aUrCGaDI | qH1hJeO8eT8Uee2p | true | 55588226 |  | 303722801208496 | P4AVe41FmInlVhbU | 4394613154595750
| LineString (8.5679944537607895 53.1807599385735017, 8.56783025513790086 53.18081658586270066) | L5BkHRDxltf/C2v0 | Connector | 0 | 0 | MxHtI0HAd6Z1KlhB | hCyFSnbYCKUuie3l | false | 12654228 |  | 0 | L5BkHRDxltf/C2v0 | 0
| LineString (8.57119592776236061 53.18520693302060209, 8.57099641331378059 53.1852766015504983) | V7429858W+Dvybf6 | Residential | 50 | 0.66 | LiQflG//jmHWsQ5b | Jb9/RjVj1IoHyzRL | true | 15421317 | Küferstraße | 193816911621077 | V7429858W+Dvybf6 | 2611239415570130
| LineString (8.57721649269577036 53.18514179508559891, 8.57701537784785017 53.18509509572889726) | 6ThENpZN5dmCEoi7 | Residential | 25 | 1 | hb8w2VMhHiGCYok5 | UP6/eCpGBlwK+wJz | true | 14408405 | Allmersstraße | 284731540679932 | 6ThENpZN5dmCEoi7 | 4394613154595750
| LineString (8.56569403182112943 53.18283060204939972, 8.56561760518522952 53.18274123510860107) | 2VlOQkwfnCqDxV5a | Connector | 32 | 1 | 9A6lQHgY6M6YM1N8 | X8dVbONZMAKLuAst | true | 11176927 |  | 662779388427734 | 2VlOQkwfnCqDxV5a | 8343616479046430
| LineString (8.5736484872033305 53.18310767702160291, 8.57376492306632088 53.1831043617864978) | LGXBmuG6xHp1dfYO | Residential | 50 | 0.62 | B7q4iMmuqr4NeNvw | HJJtEh4wfZZXnXa2 | true | 7789768 | Eichsfelder Straße | 218991612586975 | LGXBmuG6xHp1dfYO | 2611239415570130
| LineString (8.57805229305501982 53.18101283917339828, 8.57813024000000013 53.18099773000000141) | 4lInH9MBCPr1o9i8 | Connector | 40 | 1 | #NAME? | GX8taDhEpI0zwign | true | 5473659 |  | 856702499389648 | 4lInH9MBCPr1o9i8 | 14798583586907100
| LineString (8.57649159669693084 53.18444594236630252, 8.57645999997201081 53.18450038002450242) | LyXQQZvIj0Uyzda2 | Connector | 25 | 1 | vgpt0AzyQAT8uLtt | ans53Xc+Q04B+tAr | true | 64135156 |  | 296518115997314 | LyXQQZvIj0Uyzda2 | 4394613154595750
| LineString (8.57680350000000047 53.17775009999999725, 8.5769315000000006 53.17783459999999707) | 2h1Edw8HuPJLJ4eJ | Living street | 0 | 0 | ui7QzmFy+NiAfWwY | s18dmfNXMW3vzu7m | false | 127102995 | An der Wollkämmerei | 0 | 2h1Edw8HuPJLJ4eJ | 0
| LineString (8.57941006686604979 53.18258619379889751, 8.57950136493026072 53.18255817501110272) | k5ynerSfxdszY776 | Connector | 32 | 1 | 7hGuCQ0SQYTTlEek | Kjpi9SYVKNd9FbTd | true | 68513207 |  | 721886596679688 | k5ynerSfxdszY776 | 8343616479046430
| LineString (8.57901640000000043 53.17747169999999812, 8.57850320000000011 53.17759780000000092, 8.57806448178661007 53.17766335301300273) | K98LVsj1/3kkBvdn | Service | 125 | 0.75 | kCEOUxpXFshrZsWb | uVjdEuCGgrTcz+md | true | 67272804 |  | 14874094619751 | K98LVsj1/3kkBvdn | 25836603610611200
| LineString (8.56505173220977944 53.18488995244079831, 8.5650508899996094 53.18495040502119764) | y79qLIAxOkWTb3t9 | Connector | 25 | 1 | 2jdQTX+bCpN76asN | q95Qc5CIyhZJHtcb | true | 67253666 |  | 289983615875244 | y79qLIAxOkWTb3t9 | 4394613154595750
| LineString (8.57151390573958949 53.18205935800269657, 8.57144467541533039 53.18206489097070033) | ol4YA77vlM/n5M/z | Residential | 80 | 0.64 | uJ7fGzRzxBPHEiA7 | O9js7bakBWMOd500 | true | 46673174 | Kapitän-Dallmann-Straße | 584668958740234 | ol4YA77vlM/n5M/z | 8519200479572930
| LineString (8.57657550000000057 53.17726410000000214, 8.57680350000000047 53.17775009999999725) | Md9/5pwitRgR78Kb | Living street | 0 | 0 | hHFQbeDOw0FuLlxO | ui7QzmFy+NiAfWwY | false | 56172108 | An der Wollkämmerei | 0 | Md9/5pwitRgR78Kb | 0
| LineString (8.57447994538318881 53.18144520716990797, 8.57462211733676405 53.18144726298616831) | rEAd9pzfWbZw7/hQ | Secondary | 250 | 0.62 | 6qYA9b7ZFzaFqWx0 | gp3uD6pvoGp/eheP | true | 950771993085521 | Landrat-Christians-Straße | 127945244438553 | rEAd9pzfWbZw7/hQ | 14205243033783600
| LineString (8.57428575830357076 53.18460234381699792, 8.57425630999049027 53.18466250500989645) | w16pWiLVOjtnzdVn | Connector | 25 | 1 | N6LZjf6iWEgBMx4Q | 1nqq8PQvLvp6e+wH | true | 69760227 |  | 247464656829834 | w16pWiLVOjtnzdVn | 4394613154595750
| LineString (8.57356050366160005 53.18457358728780093, 8.57369510000000012 53.18453579999999903, 8.57390700000000017 53.18448790000000059) | 4A7TWc+luDyCHkRM | Residential | 65 | 0.64 | fwU4d13v/xpd/ziW | WqtYMZ0r2t/ujkbj | true | 25057783 | Cord-Steding-Straße | 430191181640606 | 4A7TWc+luDyCHkRM | 506295486315796
| LineString (8.57404984791897995 53.18527909022640188, 8.57407881499612046 53.18521275000419735) | 3cBbqf0/zGt+EhYH | Connector | 20 | 1 | pWkTo7vKAcxNteMO | 7l1sGM1V6WKiUxsG | true | 7629734 |  | 241385364532471 | 3cBbqf0/zGt+EhYH | 2442449145137490
| LineString (8.56849555102887983 53.18415205079399755, 8.56848546999509075 53.18426056502830335) | Mv24NqayUIs4cBLW | Connector | 25 | 1 | P9NbBhuY1xkSQoNg | yxOv5L0542fq4J8B | true | 12090595 |  | 326976661682129 | Mv24NqayUIs4cBLW | 4394613154595750
| LineString (8.5741031999999997 53.18457010000000196, 8.57407353999036026 53.18463012000999868) | bl+/hSlOSHIGbuzs | Connector | 25 | 1 | m/gkBPD8M/gcbbya | lwOWrT8Y/aNVYsIm | true | 69649687 |  | 314474105834961 | bl+/hSlOSHIGbuzs | 4394613154595750
| LineString (8.56485269999999943 53.18653900000000334, 8.5649502543994096 53.18666322808630298) | qcvEu4zs0BBrfBxW | Residential | 32 | 0.81 | MwDYt+2xt3PEDEy4 | 8tERT/Y8GFkvKl29 | true | 15280188 | Besanstraße | 477987722397083 | qcvEu4zs0BBrfBxW | 8343616479046430
| LineString (8.58097449999999995 53.1845167000000032, 8.58092949999999988 53.18442430000000343) | Jns9M1Ia/l72q85G | Service | 40 | 0.75 | EoyWU0aZBYzKPQuo | jyHEAjplGD5A9a3U | true | 10709985 |  | 118641590595245 | Jns9M1Ia/l72q85G | 14798583586907100
| LineString (8.56845594003724997 53.18507130262420191, 8.56845283500149968 53.18499462501689834) | Obq+EOKP4cNwv6tH | Connector | 25 | 1 | Ccjxeo7S5CcXxbL+ | Wz//nNxCkwM50Nga | true | 8532629 |  | 328167724609375 | Obq+EOKP4cNwv6tH | 4394613154595750
| LineString (8.56467772500604063 53.18301420054370254, 8.56465215500221966 53.18292617500230079) | PIHLnqvf11jFdLnL | Connector | 25 | 1 | /UE4ri0+DVeXRO0w | E4fNvnPDFxUaWvNy | true | 994049 |  | 438429222106934 | PIHLnqvf11jFdLnL | 4394613154595750
| LineString (8.5757089850362096 53.18322350613659921, 8.57575566499455988 53.18320154500089814) | DiJN/8YuPWIub4+N | Connector | 25 | 1 | VNZ51/ONYnJHypBY | vczuqLInrRhJjc+J | true | 39622924 |  | 325822372436523 | DiJN/8YuPWIub4+N | 4394613154595750
| LineString (8.57809089541139969 53.18454631687590251, 8.57863410000000037 53.18463489999999894) | QI1OKgCqhj8jrK6i | Service | 32 | 1 | Sbvwsd/8CTMDP+en | 44zeJ4OKYWJ9HrhO | true | 37613224 |  | 482405242919922 | QI1OKgCqhj8jrK6i | 8343616479046430
| LineString (8.5664821143756793 53.1858679244335022, 8.56631668593981921 53.18587640682390116) | lOrj387edPygWbmg | Residential | 80 | 0.63 | bPZoPuPaAXjmSuSC | /3QDuPDXyCQ06o1o | true | 11094543 | Küferstraße | 584090551242814 | lOrj387edPygWbmg | 8519200479572930
| LineString (8.57663232545533027 53.18501172937539678, 8.57657230795465075 53.18500185386319856) | F9lFs00WXbRt3f0M | Residential | 40 | 0.68 | rvJa1/eybHlxb36q | ISSak8xbiXk0Z2IC | true | 4158347 | Allmersstraße | 118657147903461 | F9lFs00WXbRt3f0M | 14798583586907100
| LineString (8.57693221081454915 53.18567888197709692, 8.5768093400168901 53.18561900000410247) | MuHifma0X5WSsZxo | Connector | 20 | 1 | roX5svhpTsu3A9Kb | dogY3WMJ9YdkZhte | true | 1057313 |  | 242005500793457 | MuHifma0X5WSsZxo | 2442449145137490
| LineString (8.57249064078165013 53.18428789327359851, 8.57249030000000012 53.18428349999999938, 8.57249076320812975 53.1842608500675027) | TUTgKF9Gm3fxzBi7 | Tertiary | 200 | 0.62 | ++he3L5jV2+4u5Pi | YuUj1smjMJgWls/d | true | 3009178 | Mühlenstraße | 408588783317566 | TUTgKF9Gm3fxzBi7 | 8223548985685890
| LineString (8.58110214915098979 53.18463028262060277, 8.58113027998333067 53.1846130050058008) | 11a6+sEOyX5+iiYU | Connector | 40 | 1 | EEE4s96OI3OCOlN5 | Xp9RaDaATTv9j+Nr | true | 26885128 |  | 864101181030273 | 11a6+sEOyX5+iiYU | 14798583586907100
| LineString (8.57086875658979963 53.18211091745740049, 8.57084520000000083 53.18211279999999874, 8.5707126790583601 53.1821204942916026) | u9icAk4tYgyr0Qci | Residential | 65 | 0.67 | c0uYTFakvqs1NjGf | GZMN7utmP/BmIviE | true | 10485538 | Kapitän-Dallmann-Straße | 305057170581818 | u9icAk4tYgyr0Qci | 506295486315796
| LineString (8.57462211733676405 53.18144726298616831, 8.57462779282689169 53.18144734505414561) | DAsTJ+IEh8GteuFS | Secondary | 250 | 0.62 | gp3uD6pvoGp/eheP | OM1MW6eRPbRaqvG+ | true | 0.3795472166928903 | Landrat-Christians-Straße | 128203261658859 | DAsTJ+IEh8GteuFS | 14205243033783600
| LineString (8.57306039999999925 53.17897119999999944, 8.57314880000000024 53.17896410000000174, 8.57328539999999961 53.17892770000000269, 8.57330259999999988 53.1788755999999978, 8.57325520000000019 53.17880110000000116, 8.57317514261461078 53.17878266132260023) | Bk6l2S4sNfvpbe2Q | Service | 0 | 0 | h4XfjXU+Yc4H5nZO | 3o5fduuRBeS97OkY | false | 36459503 |  | 0 | Bk6l2S4sNfvpbe2Q | 0
| LineString (8.56390765507294915 53.18409984043859851, 8.56372975502059042 53.1840285150058989) | yNwETJW3S+aQf7Jv | Connector | 25 | 1 | W4N72ndVGMLZ1kUT | ssXS93dWklgD6NLc | true | 14292982 |  | 291777458190918 | yNwETJW3S+aQf7Jv | 4394613154595750
| LineString (8.56797213520314926 53.18259246787619787, 8.56786905499157037 53.18260694500060026) | 1qQqpwJjGLrGW3AA | Connector | 25 | 1 | rQOFmfAaRdTqcrH2 | hULdoaS4hdl4XNh2 | true | 7074363 |  | 296124095916748 | 1qQqpwJjGLrGW3AA | 4394613154595750
| LineString (8.57417636325813959 53.18229322948160132, 8.57413711498844933 53.18234578501039778) | yGrWpnFK3rJn1OBr | Connector | 25 | 1 | FhqCAfY10Sgh403n | kwJCcS+GCz6vbNBJ | true | 640799 |  | 285431613922119 | yGrWpnFK3rJn1OBr | 4394613154595750
| LineString (8.57793044121140014 53.18279105012479846, 8.57793751499655066 53.18275596000609795) | KKiKZUpHLHXw/Ma5 | Connector | 25 | 1 | Fob8XzTcfKdFEZZa | MFlmSQwW7P+SvBnn | true | 39321637 |  | 297821025848389 | KKiKZUpHLHXw/Ma5 | 4394613154595750
| LineString (8.57982048078184079 53.1773499744309035, 8.57981996983937911 53.17735005178170127) | t7xGpz0hXL0zqQF6 | Service | 100 | 0.942593722113412 | 7+6EHPZHVxaWOpIE | rEwE0txiAzwB7xd7 | true | 0.035216663 |  | 113258081054688 | t7xGpz0hXL0zqQF6 | 14856808858803300
| LineString (8.57811943773653951 53.18113784835770019, 8.57805229305501982 53.18101283917339828) | NakJEm/WM/XrlpjT | Living street | 300 | 0.62 | 0hrXfbHd+yjdn8WX | #NAME? | true | 14612829 | An der Wollkämmerei | 1706865965168 | NakJEm/WM/XrlpjT | 22175056343226800
| LineString (8.57041809205012051 53.18547854260980046, 8.57039556004193948 53.18545526002189661) | IbCCOS0E5VaD/MYX | Connector | 25 | 1 | v4DgNPwU1CdgYtTK | rwZP5X2LKkLpzk3Y | true | 29959378 |  | 304088592529297 | IbCCOS0E5VaD/MYX | 4394613154595750
| LineString (8.56537912890225073 53.18377909930529768, 8.56544868000862003 53.18377924000049717) | pyXjGispyuBZ9eBm | Connector | 25 | 1 | 3ofoVXiPf4bsDE1W | Srz0IAR0MTBnmdxM | true | 46478314 |  | 318037395477295 | pyXjGispyuBZ9eBm | 4394613154595750
| LineString (8.56772577360164966 53.18411830624629744, 8.56771419413136925 53.18411740913489894) | Mhqp0fqTrezYt3vX | Residential | 150 | 0.62 | xFxDWFEegaGl97Pl | P6kKpPkXetIdQbU2 | true | 0.7802099 | Fresenbergstraße | 332600852710724 | Mhqp0fqTrezYt3vX | 40530788484379904
| LineString (8.57563538140608017 53.18524162964489932, 8.57554035766091971 53.18522445723459668) | rEP9wS6W+RJAaZyR | Residential | 40 | 0.7 | bEZwXrh7BqsFxh8H | hC1Rwa62AnkDm2SB | true | 66309624 | Dilichplatz | 889060735702515 | rEP9wS6W+RJAaZyR | 14798583586907100
| LineString (8.57240331941027023 53.18329964480459893, 8.57240192774487042 53.18327931107909734) | PYynuzNQYwiijzhM | Residential | 250 | 0.62 | kKBp6Sa1JwJNj11Y | 2FJXlDx/YZVabU2V | true | 2263963 | Mühlenstraße | 913622527370453 | PYynuzNQYwiijzhM | 14205243033783600
| LineString (8.57356050366160005 53.18457358728780093, 8.57360925500521986 53.18463624500380149) | eyB4NEaXFSzAojOJ | Connector | 20 | 1 | fwU4d13v/xpd/ziW | HrRbrxqXJRuU0dCi | true | 7694166 |  | 241276016235352 | eyB4NEaXFSzAojOJ | 2442449145137490
| LineString (8.57947240000000022 53.18504839999999945, 8.57954385999924085 53.18502874500269684) | Iudwg265VzOhTdiv | Connector | 25 | 1 | 4tWNB1OmSmtoVKsJ | 8c57lZaeVfcBz/qy | true | 5252024 |  | 338350486755371 | Iudwg265VzOhTdiv | 4394613154595750
| LineString (8.58384749999999919 53.18111079999999902, 8.58344984739204087 53.18090347616470126) | 04ueNbyqnDjE5MyA | Unclassified | 25 | 1 | SODZP4gP/ufuFcU2 | BBzXct5UDILEGi0+ | true | 35187855 | Zur Westpier | 337564811706543 | 04ueNbyqnDjE5MyA | 4394613154595750
| LineString (8.5791472916676792 53.18452948455450269, 8.57915098999541925 53.18455799000589934) | sC6xT5cNHCqIySl9 | Connector | 32 | 1 | vMgZ10hrk6wXGPfB | xKXl7zFiRLFBchoC | true | 31807418 |  | 570842704772949 | sC6xT5cNHCqIySl9 | 8343616479046430
| LineString (8.56594587804993957 53.18275288040810267, 8.5658146110505804 53.18279339049360033) | 2BIdkGc4i3rbeRhG | Residential | 65 | 0.65 | ZFI1rVdgyKG+34w3 | X/rl5rEmCTA7MLGI | true | 9862114 | Kapitän-Dallmann-Straße | 34960188407898 | 2BIdkGc4i3rbeRhG | 506295486315796
| LineString (8.58209466196631965 53.18233393148209842, 8.58204099993050917 53.18237056502370308) | VUTBgvSL9KxzYnhN | Connector | 25 | 1 | TpAwwfM0qKGv9RBA | uMTaCmNrVhVtJ9FS | true | 54285083 |  | 410479583740234 | VUTBgvSL9KxzYnhN | 4394613154595750
| LineString (8.57815599999999989 53.18165869999999984, 8.57839560000000034 53.18172700000000219, 8.57857090000000078 53.18180430000000314, 8.57869436054902934 53.18187450623199908) | yMzLke97LLlSsrEg | Secondary | 32 | 1 | VTorrAFxmLoGKB3K | c9Gpstav8uX9GsNS | true | 43616985 | Landrat-Christians-Straße | 544040946960449 | yMzLke97LLlSsrEg | 8343616479046430
| LineString (8.56444396318816992 53.18518140554459706, 8.56456739999802963 53.18517266000009869) | uEnOiLaPucnPYQXd | Connector | 25 | 1 | NbX/QvDWKE1hQS5b | 4CPTmDADXUSJgghx | true | 8305669 |  | 303222942352295 | uEnOiLaPucnPYQXd | 4394613154595750
| LineString (8.56685373583908039 53.18247240394750008, 8.56690361502255016 53.18253016501329711) | 2foltYDhYr5RnhRe | Connector | 25 | 1 | VGkm9z9aYDqevLfV | OFg6Jp1vx6gBPZl5 | true | 72388315 |  | 296192607879639 | 2foltYDhYr5RnhRe | 4394613154595750
| LineString (8.57449183786643054 53.18603991164449951, 8.57452069499396075 53.18599703000479906) | IN1yw6LDsISfZ+FY | Connector | 25 | 1 | 62NWM0jn6RCc/U27 | cOgPccB8Ar84raWc | true | 51454153 |  | 280536346435547 | IN1yw6LDsISfZ+FY | 4394613154595750
| LineString (8.56227921466432917 53.18323390042330345, 8.56232209999999938 53.18322229999999706, 8.56264819999999993 53.18314070000000271, 8.56412730000000089 53.1827810999999997) | XRn1ANmXBUG4i8MH | Secondary | 0 | 0 | xCL3dMwh8jdMdBUi | BsW8DBluZvc5SXQe | false | 13338261 | Weserstrandstraße | 0 | XRn1ANmXBUG4i8MH | 0
| LineString (8.57254960000000032 53.18489110000000153, 8.5725409999999993 53.18481919999999974, 8.57253200000000071 53.18474470000000309) | GtMveL+aPhCup0EB | Tertiary | 150 | 0.62 | Ewk9heOFo3qVozd1 | rNFS5PAyjPLleLk6 | true | 16328876 | Mühlenstraße | 360047546772001 | GtMveL+aPhCup0EB | 40530788484379904
| LineString (8.57348155501298059 53.18215849585060084, 8.57345246497533076 53.18221369502399654) | 2Qxrt4mEHsFRefCP | Connector | 25 | 1 | U5C8MnitRXYlJ8uJ | jb48nJ581Wfx4hSD | true | 64410796 |  | 330454330444336 | 2Qxrt4mEHsFRefCP | 4394613154595750
| LineString (8.56925527991496061 53.18187376693710178, 8.56932166497841052 53.18185525000299663) | wQ0/VlDgEr+vp1p0 | Connector | 25 | 1 | C0umMMFz79uW80R8 | XSAOJ8nXhKatNtfW | true | 48913445 |  | 426379051208496 | wQ0/VlDgEr+vp1p0 | 4394613154595750
| LineString (8.56830334566557994 53.18150155932040235, 8.56836607502605929 53.18157291501429995) | jyszro2/HxcIKW21 | Connector | 25 | 1 | VHREYofbjE2RJ7OR | o1+6AF9m6tOgHmgO | true | 8977021 |  | 307150173187256 | jyszro2/HxcIKW21 | 4394613154595750
| LineString (8.57556770000000057 53.1855606000000023, 8.57572287892286056 53.18559914598299798) | 1Gsm02ztl8LaqIHL | Residential | 125 | 0.63 | OHNm02yv3sN16BIO | Ko5W4ADnMQFMod1u | true | 11221164 | Johann-Hoppe-Straße | 172927327835083 | 1Gsm02ztl8LaqIHL | 25836603610611200
| LineString (8.57359375393808065 53.1852373056831027, 8.57360092999796919 53.1851675500047989) | 23Q5E5pn6T8+w5hQ | Connector | 20 | 1 | 2BpAqaX5sC9avJfK | 9SlXkh3ItFt2u4gB | true | 77748666 |  | 241516819000244 | 23Q5E5pn6T8+w5hQ | 2442449145137490
| LineString (8.5767357999999998 53.181623799999997, 8.5767357999999998 53.181623799999997, 8.57663819421517992 53.18150063650340087) | 837ixjLnilUMtmu5 | Footway | 0 | 0 | qUwIdxIKpIl5VenQ | Mptp0F51Q0BtKmXI | false | 15174944 |  | 0 | 837ixjLnilUMtmu5 | 0
| LineString (8.57253882351981034 53.1824885485132981, 8.57255113563982007 53.18246863011349745) | d0jG2idKGnqVfghm | Residential | 250 | 0.62 | xF6RVYBz4Ccw/XzD | q/mm3qo2LYK7fyhA | true | 2363677 | Mühlenstraße | 980999800704956 | d0jG2idKGnqVfghm | 14205243033783600
| LineString (8.57544319080951922 53.18627089699059951, 8.57549937125794948 53.1862845371025017) | #NAME? | Residential | 50 | 0.7 | 9r9c+RGljeEFfqWn | Ocqd/Gy46Y5Slugy | true | 40491557 | Heimstättenweg | 224398560523987 | #NAME? | 2611239415570130
| LineString (8.57367187592575952 53.18380591244849853, 8.57359617000435037 53.1836442550045021) | k+hzSijfBks5Xw5w | Connector | 25 | 1 | v95EemOMLVv0azvP | cdZAAd5lGubAhWs9 | true | 18681849 |  | 286567096710205 | k+hzSijfBks5Xw5w | 4394613154595750
| LineString (8.56690297481202023 53.18653598744860034, 8.56697259999999972 53.18653220000000204, 8.56721172396973074 53.18650356826039882) | FuYD8RBGwfSngmzP | Service | 40 | 0.72 | OGGIxnpp2sYIm6Is | 6LDC9zEeuE5F6f7D | true | 2096449 | Kutterweg | 848225129699567 | FuYD8RBGwfSngmzP | 14798583586907100
| LineString (8.57249619999999979 53.18399500000000302, 8.57236474741945997 53.18401108359159934) | zazTJkL3N71OmbKy | Residential | 200 | 0.62 | OGeeA5dVwe6cF+Zw | 9hxHOFm7ubcguQZL | true | 8964737 | Fresenbergstraße | 467855683189392 | zazTJkL3N71OmbKy | 8223548985685890
| LineString (8.57652267111240008 53.18348049593979709, 8.57639009999999935 53.18347219999999709, 8.57630033388982049 53.18346824308829923) | VYG0zDDkznxPOrNN | Tertiary | 65 | 0.65 | 3aoHdvLdAEQHQ2Qy | sDLvvOkWCpSZPty1 | true | 14922019 | Fresenbergstraße | 452116900730121 | VYG0zDDkznxPOrNN | 506295486315796
| LineString (8.57099093153508029 53.1841613965787019, 8.57100981000881923 53.18422418501680227) | G0u6NtybXANdzEKv | Connector | 25 | 1 | Tz4Eyo/Xq3Idsk77 | 67Sb62z7NdBjU/vK | true | 70979943 |  | 308599700927734 | G0u6NtybXANdzEKv | 4394613154595750
| LineString (8.56956980000000001 53.18419620000000236, 8.56955800000000067 53.18405589999999705, 8.5695422619130408 53.18396371978960246) | m76DxoQRe1Y7Xa/S | Service | 40 | 0.7 | yz5W3m1eJFTh3sFm | ykfThwB+/L7mKxxu | true | 2593627 |  | 122872167396534 | m76DxoQRe1Y7Xa/S | 14798583586907100
| LineString (8.57572287892286056 53.18559914598299798, 8.57577500170033069 53.18561209306510307) | /P0qKhQvaBJ7BIca | Residential | 125 | 0.63 | Ko5W4ADnMQFMod1u | kfkZ7jyJyOItsTjj | true | 37690525 | Johann-Hoppe-Straße | 171193206596375 | /P0qKhQvaBJ7BIca | 25836603610611200
| LineString (8.56979965457733961 53.18114422872609737, 8.56975757502548063 53.1813230150156997) | q9/gNYaS2NsKM5Qk | Connector | 25 | 1 | Q913jWOyNxs5FXhE | RNpA0NS03bRvh4v0 | true | 20087135 |  | 333161239624023 | q9/gNYaS2NsKM5Qk | 4394613154595750
| LineString (8.57826729552870937 53.18349013547199888, 8.57830882000371986 53.18355540500459711) | JjDY2/AHSLx3AxwH | Connector | 25 | 1 | uKPJWoxCNv39bp/M | xo1VqkynWjecwJ5n | true | 7773172 |  | 346665344238281 | JjDY2/AHSLx3AxwH | 4394613154595750
| LineString (8.58344984739204087 53.18090347616470126, 8.58314799999999956 53.18074610000000035, 8.58286829999999945 53.18059619999999654, 8.5826948999999999 53.18047140000000184) | wcUfX1tWWZ6T0Xbn | Unclassified | 0 | 0 | BBzXct5UDILEGi0+ | COuALUNSFavgL7ac | false | 6984454 | Zur Westpier | 0 | wcUfX1tWWZ6T0Xbn | 0
| LineString (8.57525292035506936 53.18312136691960035, 8.57525408500328012 53.18310490002569679) | RRqx6/DwiVqgnzkF | Connector | 25 | 1 | PKNOBQPsBQMoGTXJ | fj1YV85wva30soXR | true | 18335336 |  | 373387565612793 | RRqx6/DwiVqgnzkF | 4394613154595750
| LineString (8.57645104186964069 53.18443744884989854, 8.57648323997186957 53.18438197502349851) | bD9wVqtsE3cxKaZJ | Connector | 25 | 1 | 8Rq8+FE4zujjLeWF | ZtvUK6z0z+FA6Lqp | true | 65355906 |  | 295485954284668 | bD9wVqtsE3cxKaZJ | 4394613154595750
| LineString (8.56634956400350944 53.18262829818370108, 8.56629242003659996 53.18256148002080153) | 2OhjzyFDsNXBVcvZ | Connector | 25 | 1 | bCIa4ifDdPA8Jkaw | YyktQOvAkgQ0hSO0 | true | 835684 |  | 426764335632324 | 2OhjzyFDsNXBVcvZ | 4394613154595750
| LineString (8.57630033388982049 53.18346824308829923, 8.57628323500843059 53.1836082150112972) | hDNB7NHLfOVYrqH1 | Connector | 50 | 1 | sDLvvOkWCpSZPty1 | G9sGA3B17kXtZ8lg | true | 15613227 |  | 170499755859375 | hDNB7NHLfOVYrqH1 | 2611239415570130
| LineString (8.56682400095055918 53.18584741621909728, 8.56665122396521994 53.18585825810330192) | wt+535rCLuOuaZeX | Residential | 80 | 0.63 | yVRNsJIMueZMXwtZ | tDh49fDECVVPrN7G | true | 11608224 | Küferstraße | 527865240612009 | wt+535rCLuOuaZeX | 8519200479572930
| LineString (8.56761867587771064 53.18171871621009927, 8.56766412010012068 53.18177082505199849) | NI8EDG+IYb6mE1KC | Connector | 40 | 1 | 6dKHcl+r1vZa21EF | Mme+r7QepU+S4wxz | true | 6544275 |  | 123816268920898 | NI8EDG+IYb6mE1KC | 14798583586907100
| LineString (8.57486063526173048 53.18512464115020322, 8.57479394000965023 53.18511346500100245) | TzgZP/gXj1ekJjOe | Connector | 20 | 1 | EKFtFKUPD396HaKu | 2c0sSqf2UJuycE4a | true | 46269913 |  | 24200984954834 | TzgZP/gXj1ekJjOe | 2442449145137490
| LineString (8.56499024201198011 53.1859434081189022, 8.56498361000335073 53.18589493501170296) | rXyR5jDxO7FltNEk | Connector | 25 | 1 | lao/oxMcEXDaiB0t | Aba1V9h9FfTAbt+m | true | 5410639 |  | 289514198303223 | rXyR5jDxO7FltNEk | 4394613154595750
| LineString (8.5709764561681272 53.18177958652123039, 8.5709908604621905 53.18182007196312355, 8.57088320440758977 53.18184391282161272) | XBo2uqIUTAGhd2uj | Connector | 25 | 1 | /xj0iPFnbTTAp2Ek | imFXDyiP/t1zA/JR | true | 12278177424992100 |  | 284483623504639 | XBo2uqIUTAGhd2uj | 4394613154595750
| LineString (8.5644916999999996 53.18303370000000285, 8.56430480000000038 53.1830512000000013) | CPoNPG6RjUheaJNb | Residential | 50 | 0.67 | JPEjhjIynQqeK8BM | wXxLedXZISfs2ABF | true | 12640762 | Kapitän-Dallmann-Straße | 153769798603083 | CPoNPG6RjUheaJNb | 2611239415570130
| LineString (8.5763107357265902 53.18495881334899877, 8.57629850000000005 53.18495680000000192) | XwLnPb+Ko8Tdof4g | Residential | 50 | 0.66 | sBFl6rxpMXvp1R0N | 5VXKiqOrQN807UVQ | true | 0.8477613 | Allmersstraße | 172603666076669 | XwLnPb+Ko8Tdof4g | 2611239415570130
| LineString (8.56654081483505969 53.18481369684280224, 8.56653969999999987 53.18490990000000096) | KwM/+JBvgYFeqOC0 | Service | 125 | 0.62 | 3E5fM+8xFQqgqc7T | rxOmaSdYnj1xK2hL | true | 10702512 | Hootjeweg | 168213640731812 | KwM/+JBvgYFeqOC0 | 25836603610611200
| LineString (8.56726901886839975 53.18309059901719849, 8.56725203001096069 53.18303635001640117) | SkyG2eoScsgFYhgu | Connector | 25 | 1 | NyW2mlVM3OJHtyzr | XJqa/+sRp9vh5NA2 | true | 61408625 |  | 315608692169189 | SkyG2eoScsgFYhgu | 4394613154595750
| LineString (8.56520599907338998 53.18390433283799723, 8.56519287499478921 53.18407559002349672) | 5ORG03ef6G28aIcg | Connector | 25 | 1 | w8YjGdJr39ZwE5wy | A11ZKUritTw99LYp | true | 19071915 |  | 335876197814941 | 5ORG03ef6G28aIcg | 4394613154595750
| LineString (8.56431624952461057 53.18470742439370014, 8.56442790999619064 53.18469192000029722) | fucCKeGvOCWpNzxl | Connector | 25 | 1 | 4J76g4TSw+QLRnLO | FlNHfH39m1a8ckXj | true | 7658392 |  | 302462120056152 | fucCKeGvOCWpNzxl | 4394613154595750
| LineString (8.5653807142118108 53.18306662705749943, 8.56545386499771055 53.18306518000029826) | BJhJO8PwtyEoOdzq | Connector | 25 | 1 | W4HWoJSb6TeQZvN5 | SuFltq1u6q1OD5Rl | true | 4891087 |  | 348269538879395 | BJhJO8PwtyEoOdzq | 4394613154595750
| LineString (8.57911203446898973 53.1822357479941985, 8.57913931271228059 53.18226782378869899) | LyPzVwr65PF7klFK | Secondary | 40 | 0.75 | wq8Y3ac99MBFpcFA | w36CYfFY9tm1vu/9 | true | 4006995 | Landrat-Christians-Straße | 137483402252197 | LyPzVwr65PF7klFK | 14798583586907100
| LineString (8.57162836101909953 53.18409437416730157, 8.57157606752728007 53.1840996035066027) | leRleVfZd76n6HZd | Residential | 200 | 0.62 | IA99yQZuLbTzqED7 | kN03ybwmFWo28pP6 | true | 35426166 | Fresenbergstraße | 449805833499908 | leRleVfZd76n6HZd | 8223548985685890
| LineString (8.57033628773126033 53.18420251371450291, 8.57034145500385947 53.18426747502859797) | fis0JyMlIRE6ODLB | Connector | 25 | 1 | abMdWOlfdk/6Jijp | Nld3JQk9Zl+DoWAM | true | 7234954 |  | 362618446350098 | fis0JyMlIRE6ODLB | 4394613154595750
| LineString (8.57784929686537012 53.18520813930660296, 8.5777756550334292 53.18515441500409935) | PW7YGSavXsbk7db4 | Connector | 25 | 1 | cVgELeZslpXjvPYb | n7oVFuImQheacaWQ | true | 77418623 |  | 328077354431152 | PW7YGSavXsbk7db4 | 4394613154595750
| LineString (8.56945919718356919 53.18489898372170188, 8.56946720000000006 53.18501940000000161, 8.56949610000000028 53.18505609999999706) | a9NMylCsQsNVsdJs | Footway | 50 | 0.67 | YMTPrmRUa7UEaS6X | o/e3+FQ6jqETMVo3 | true | 17922997 |  | 178236638565063 | a9NMylCsQsNVsdJs | 2611239415570130
| LineString (8.58989955313472997 53.17974054005009776, 8.58999077999711069 53.1797227800001977) | CSpehgXMk8dy+vJn | Connector | 25 | 1 | ck8k6s3tLZNkVRFW | 7RtteZdBdrFN7Xzy | true | 6409007 |  | 290879955291748 | CSpehgXMk8dy+vJn | 4394613154595750
| LineString (8.57722583444254028 53.18352808660579711, 8.57716029999999918 53.1835238999999973) | XN0H+nZFDptMpQmL | Tertiary | 65 | 0.66 | vgDDTIiWc/EEVyXr | cYwDplOIM3cX2e3F | true | 44041076 | Fresenbergstraße | 26986768913269 | XN0H+nZFDptMpQmL | 506295486315796
| LineString (8.57442925269250011 53.18438701854110207, 8.57444987499738964 53.18443857000249864) | LPg3ngRD6idfqovt | Connector | 25 | 1 | EdJldqQMNB3fq3v4 | 86nLKgSMljU4BKKn | true | 58981614 |  | 41828067779541 | LPg3ngRD6idfqovt | 4394613154595750
| LineString (8.58125261816820029 53.184872848404801, 8.58128070000000065 53.18485849999999715, 8.5813214999999996 53.18483470000000324, 8.58132197456147061 53.18483080970570143) | 9lI6RIOFfoYY9L6y | Path | 25 | 1 | w3zbc7bUGQPjkzSs | cLYThER2HM6tA7qR | true | 6697991 |  | 289409999847412 | 9lI6RIOFfoYY9L6y | 4394613154595750
| LineString (8.57344821999999951 53.18155282000000028, 8.5734479600932243 53.18144947727152783) | cMCFblBCqjoMWoWM | Connector | 32 | 1 | IEz6VZuZA+9ujRQk | yVohsziqOWd03KiA | true | 1150099273319800 |  | 601565246582031 | cMCFblBCqjoMWoWM | 8343616479046430
| LineString (8.5747571034599197 53.18246395393560277, 8.57476819999020989 53.18243260501809999) | 6Ll7fcULlpE4h6gQ | Connector | 25 | 1 | VFr2SajUCPAPtvP+ | 2AQIEegN1dXf4G8G | true | 356542 |  | 296822185516357 | 6Ll7fcULlpE4h6gQ | 4394613154595750
| LineString (8.57547019999999982 53.18255469999999718, 8.57537360000000071 53.18254269999999906) | /n0004+tCrU346sk | Residential | 100 | 0.62 | WzWm6VDWlvh+H0B2 | YWdcJQo7M1E4XMQu | true | 65921335 | Lüder-Clüver-Straße | 138894209358214 | /n0004+tCrU346sk | 14856808858803300
| LineString (8.57874709999999929 53.18416009999999972, 8.58051979999999936 53.18406900000000093) | dYhSG5vA73u5cL9E | Residential | 40 | 0.75 | QSJdrNwbXJAM0DJ4 | H8VEsGP0IEUBFOKr | true | 11889373 | Auestraße | 118641590595245 | dYhSG5vA73u5cL9E | 14798583586907100
| LineString (8.57086875658979963 53.18211091745740049, 8.57089164002858972 53.18221425004519887) | xE37gq8fLusmfjlD | Connector | 32 | 1 | c0uYTFakvqs1NjGf | l32ts/TiJxQPMMNS | true | 11596643 |  | 547505073547363 | xE37gq8fLusmfjlD | 8343616479046430
| LineString (8.57245855171676929 53.18361110901039979, 8.57256107499451048 53.18360687500030082) | GTcGbFLh7Z2pxvDn | Connector | 32 | 1 | Wg09b7s0hngwDko4 | /8fOJL5UZAKNCcAt | true | 6867392 |  | 749209365844727 | GTcGbFLh7Z2pxvDn | 8343616479046430
| LineString (8.5767284388790106 53.18449554457630057, 8.57671220445770999 53.18449214459599972) | oesUSzKedhgQMW4S | Residential | 50 | 0.65 | tHUtMnIxyRpyMzfg | yJgrNyJ6ZA4t40BP | true | 11489041 | Cord-Steding-Straße | 222298144054424 | oesUSzKedhgQMW4S | 2611239415570130
| LineString (8.57546455649904082 53.18554037010230218, 8.57542665999666021 53.18561008500309839) | pi0k9Qbp1AW4QKrC | Connector | 25 | 1 | sGK/uRyoAHomLjO2 | rEKfE2hec8i2hTwD | true | 8158495 |  | 281029949188232 | pi0k9Qbp1AW4QKrC | 4394613154595750
| LineString (8.56367095256666033 53.18312507150670143, 8.56333169074670941 53.18316460915470145) | xVzKsuYf02hi36F4 | Residential | 40 | 0.7 | mPFyi305FeqsDyFi | 2L8IVCDJWvarBfwU | true | 23094479 | Kapitän-Dallmann-Straße | 115864535713219 | xVzKsuYf02hi36F4 | 14798583586907100
| LineString (8.57385561792282935 53.18222963366240208, 8.57386967997596017 53.18220295002330289) | UTXK5oXTb5ZdU9Dj | Connector | 25 | 1 | g37W7uU9LxN1VzFc | dAdiej5aclrhQ6HU | true | 31136544 |  | 296996269226074 | UTXK5oXTb5ZdU9Dj | 4394613154595750
| LineString (8.57534826852205967 53.18253946443930147, 8.57524666087060083 53.1825264861513034) | r4sb9JydQbOpDLAP | Residential | 65 | 0.64 | KrlDgWaDEaUaC4sB | eU1LULtB7tvnePhK | true | 6941999 | Lüder-Clüver-Straße | 453813590087891 | r4sb9JydQbOpDLAP | 506295486315796
| LineString (8.5730132999999995 53.18613330000000161, 8.57269780000000026 53.18604059999999834) | niZ2FJPeADrwfRRk | Service | 32 | 1 | nQXk05AOdsLPTjsY | WlIsBz9EdiEx3RV6 | true | 23469458 |  | 444229202270508 | niZ2FJPeADrwfRRk | 8343616479046430
| LineString (8.56693959999999954 53.18515020000000249, 8.56660686499992075 53.1851364050000015) | itJPC3xCnpKWUf6H | Connector | 25 | 1 | b2yxhuvKwFiVA+JZ | iEnkMAEyajT08Wx7 | true | 22287458 |  | 282973785400391 | itJPC3xCnpKWUf6H | 4394613154595750
| LineString (8.56736715507820001 53.18232735511239895, 8.56715699999999991 53.18237789999999876) | iEOBukNfIA0HaeJA | Residential | 40 | 0.81 | M522uHm4vNKUJwYx | i2jXqtr2sCWgmm+8 | true | 15128051 | Kapitän-Dallmann-Straße | 972861743545509 | iEOBukNfIA0HaeJA | 14798583586907100
| LineString (8.5675132000000005 53.18025649999999871, 8.56771870000000035 53.18018119999999982) | t/b//UDWCoGLs9YJ | Service | 0 | 0 | CF+OJL7UAfzisbqe | cUyk6A1s3wh2OKK9 | false | 16086937 |  | 0 | t/b//UDWCoGLs9YJ | 0
| LineString (8.56455731729887049 53.18346013077439949, 8.56456263261982009 53.18360279156259907) | IJ6Hz1/uAIxDpslb | Residential | 80 | 0.63 | pxDWdcDLcYViYt1/ | #NAME? | true | 15874468 | Kleine Straße | 793739602489472 | IJ6Hz1/uAIxDpslb | 8519200479572930
| LineString (8.57845280000000088 53.17613659999999953, 8.57811290000000071 53.17624250000000075, 8.5776804000000002 53.17634850000000313, 8.57719409999999982 53.17642800000000136, 8.57677709999999927 53.17644409999999766, 8.57620640000000023 53.176469400000002) | YS0YC83+iradT03W | Construction | 0 | 0 | iffPFuZKz43ElMzU | 74+ZpsvNJxNipI9u | false | 15667175 |  | 0 | YS0YC83+iradT03W | 0
| LineString (8.56934092792769952 53.18443544088530217, 8.56938013998354009 53.18442462000189863) | eqnn7BNQJf/bZWaa | Connector | 25 | 1 | hfoaHvK1uFSRV/dR | s3E4AAt6PMnkGYDT | true | 28836176 |  | 343723106384277 | eqnn7BNQJf/bZWaa | 4394613154595750
| LineString (8.57946333856510002 53.18511131506299705, 8.57944854928052081 53.18521399914150294) | yF9+AJg0VApuiuEM | Service | 32 | 0.81 | bxMVLZCzEVlyBLh0 | /vsX9ZSISIhBlk9E | true | 11465896 |  | 64961852302542 | yF9+AJg0VApuiuEM | 8343616479046430
| LineString (8.57144467541533039 53.18206489097070033, 8.57143610000342981 53.18202617000640231) | VJeAo/1mTswYVZ0W | Connector | 25 | 1 | O9js7bakBWMOd500 | ycOUkVONuX4dicLL | true | 4345518 |  | 253489151000977 | VJeAo/1mTswYVZ0W | 4394613154595750
| LineString (8.57433984271398941 53.18261691469179908, 8.57432212006509076 53.18261248000720087) | YzZJZRcKjbyDv38j | Connector | 25 | 1 | Hn+ZQS91mkg8mtj+ | Bi1h7/usC7MpR2Bz | true | 12830032 |  | 382966461181641 | YzZJZRcKjbyDv38j | 4394613154595750
| LineString (8.56499024201198011 53.1859434081189022, 8.56482724505842974 53.18595145430560223) | bDuXB4wH/AGu5GsK | Residential | 80 | 0.63 | lao/oxMcEXDaiB0t | fvmsGCzYDRAkg+/K | true | 10928564 | Küferstraße | 826446051864652 | bDuXB4wH/AGu5GsK | 8519200479572930
| LineString (8.5724651999999999 53.18197349999999801, 8.57228779999999979 53.18198600000000198) | 1V5Nmzk+d351/Ieo | Residential | 80 | 0.64 | FLdBWcKGaZ7y/4hw | 9tr8ZayKLR4ENqjc | true | 11936656 | Kapitän-Dallmann-Straße | 808482448730469 | 1V5Nmzk+d351/Ieo | 8519200479572930
| LineString (8.57330730210165015 53.18464467183910216, 8.57350122344723964 53.1845902298591966) | 6RTlvyjkrzr6Tnfp | Residential | 65 | 0.63 | FC1MB0V2SHJztuTG | X8G4dJ3XcpJu5e8w | true | 14304135 | Cord-Steding-Straße | 453870349845907 | 6RTlvyjkrzr6Tnfp | 506295486315796
| LineString (8.56782489999999974 53.18171499999999696, 8.56810770000000055 53.1816198) | VXoNjUyP73fLaXsB | Platform | 0 | 0 | QzP1dj3ctSrEnAHw | hefrx2Ab8fwRRlJX | false | 21664335 | Zum Donaufleet | 0 | VXoNjUyP73fLaXsB | 0
| LineString (8.57380275000000047 53.18155810999999744, 8.57380187227483503 53.18144812428509738) | 7Mlk/pWSs5GQaupU | Connector | 32 | 1 | EqZ0TIIQ3djizjnl | 7ZmjbwWpq5MB25nf | true | 12240416130258200 |  | 744856109619141 | 7Mlk/pWSs5GQaupU | 8343616479046430
| LineString (8.57624208805587962 53.1826152730551982, 8.57622690497099072 53.18268509507610275) | RPCmCvRssz9v/4Vr | Connector | 32 | 1 | yuvoJHNB7IsvrVei | RGJy0vFq/qxrgYya | true | 7833431 |  | 481864814758301 | RPCmCvRssz9v/4Vr | 8343616479046430
| LineString (8.56482724505842974 53.18595145430560223, 8.56483485001263922 53.18600704004440161) | sglxHYrF0vHrZQp2 | Connector | 25 | 1 | fvmsGCzYDRAkg+/K | /z1TE/h9Xo8GtrPb | true | 620456 |  | 324028930664062 | sglxHYrF0vHrZQp2 | 4394613154595750
| LineString (8.57922908358125014 53.18527887301620183, 8.5792404649988292 53.18523571000309857) | CtIo1da2P1Q9FIW9 | Connector | 25 | 1 | WE6NhmsfGTco/qRN | #NAME? | true | 48615847 |  | 322111167907715 | CtIo1da2P1Q9FIW9 | 4394613154595750
| LineString (8.5790363504852607 53.18214675283400084, 8.57911203446898973 53.1822357479941985) | d+c5NAEY5pPfOZxj | Secondary | 32 | 0.81 | OHexQGmKTG2Q8SY8 | wq8Y3ac99MBFpcFA | true | 11117512 | Landrat-Christians-Straße | 791644420623779 | d+c5NAEY5pPfOZxj | 8343616479046430
| LineString (8.58092949999999988 53.18442430000000343, 8.58084069999999954 53.18424190000000351, 8.58078070000000004 53.18418450000000064) | IZRp7lp1Tl3rnbqy | Service | 40 | 0.75 | jyHEAjplGD5A9a3U | XAZejvp2qXoRpw4/ | true | 28681181 |  | 118641590595245 | IZRp7lp1Tl3rnbqy | 14798583586907100
| LineString (8.58469172999999941 53.18232849000000328, 8.58420610427856623 53.18189642281987517, 8.58381425741505311 53.18206992422970814) | frQjNFCLY+/5+GcV | Connector | 25 | 1 | PF55GwDPzasbvl4B | nf8MIH6IE+yY5C1p | true | 9056273142261150 |  | 296369743347168 | frQjNFCLY+/5+GcV | 4394613154595750
| LineString (8.56470053572527945 53.18629028539989889, 8.56474740267825929 53.18637513075059786) | 6xQvkQM20HTcEcso | Residential | 50 | 0.65 | lcdjjOHa9UBRTXSV | PIiFJa7C/hnPRpwE | true | 9944727 | Besanstraße | 258553284835827 | 6xQvkQM20HTcEcso | 2611239415570130
| LineString (8.56449966437356913 53.18546507345180174, 8.56457465999399936 53.18545976000029896) | OgL2ckTh/tQqcJR/ | Connector | 25 | 1 | uA0jJCW+VkjnNhrK | IDoVawFmLvgdlSIS | true | 50461826 |  | 315837516784668 | OgL2ckTh/tQqcJR/ | 4394613154595750
| LineString (8.56759519999999952 53.1822835999999981, 8.56742638070480922 53.18231596821750173) | Gw59dnQb9K+REjIg | Residential | 0 | 0 | CtajKmPK3+Rd9YKa | lMHxE2m4I1TfX9bB | false | 11842572 | Kapitän-Dallmann-Straße | 0 | Gw59dnQb9K+REjIg | 0
| LineString (8.57777941119326925 53.17770594711630139, 8.57737279999999913 53.17776669999999939, 8.57721970000000056 53.17779409999999984, 8.5769315000000006 53.17783459999999707) | BXCFssweqO0iVaCP | Service | 125 | 0.7 | nC7H0D6037vynS0X | s18dmfNXMW3vzu7m | true | 5846226 |  | 207561795196531 | BXCFssweqO0iVaCP | 25836603610611200
| LineString (8.57228779999999979 53.18198600000000198, 8.5722407662839597 53.18189368464030053) | 9kO36Drdhc+KOwBW | Service | 40 | 0.8118600613107664 | 9tr8ZayKLR4ENqjc | P7qmcj+s7Xkw/C6T | true | 107399845 |  | 125210502624512 | 9kO36Drdhc+KOwBW | 14798583586907100
| LineString (8.5644196591413202 53.18505763182000123, 8.56453767999592941 53.18504927000019933) | SD8Iw8mB6q42kKpN | Connector | 25 | 1 | xxchpL4tuRsw4cKv | 0wqCAENRdVsS0NLa | true | 7941269 |  | 381843452453613 | SD8Iw8mB6q42kKpN | 4394613154595750
| LineString (8.57000941264941929 53.18295117525320137, 8.56961824493856028 53.18308596501140073) | uodhK2Q9N1Yn4TDd | Connector | 25 | 1 | hVD9dALOetgvg+dK | Iy0B2wFqNU2OBul+ | true | 30135916 |  | 413608093261719 | uodhK2Q9N1Yn4TDd | 4394613154595750
| LineString (8.56677761736698962 53.18314236945339957, 8.5668186050010906 53.18329496500430054) | T4Rp/ywXxnvUFYDf | Connector | 25 | 1 | YPvKh/h08piadHJT | /dPpfmjqeBpiHqR0 | true | 17195255 |  | 296347160339355 | T4Rp/ywXxnvUFYDf | 4394613154595750
| LineString (8.57924270478778972 53.18238939941709731, 8.57933110495688922 53.18236227000689809) | FRmXyoxA84hiSTGA | Connector | 32 | 1 | p+93Op9yxGH23LNF | IYFXZKBR6xHKE+p9 | true | 6633875 |  | 453251876831055 | FRmXyoxA84hiSTGA | 8343616479046430
| LineString (8.57706151196521027 53.17825357882789916, 8.57733859999999915 53.17914650000000165) | LEogW/XrmWPwBTRv | Living street | 125 | 0.68 | 7+pmVFdt97WUeslG | zpOMRbKbrDVu94Dq | true | 10104557 | An der Wollkämmerei | 207551479400636 | LEogW/XrmWPwBTRv | 25836603610611200
| LineString (8.57442925269250011 53.18438701854110207, 8.57422569999999951 53.18441640000000348, 8.57390700000000017 53.18448790000000059) | hNfw6Nyp6q6/Mt8G | Residential | 0 | 0 | EdJldqQMNB3fq3v4 | WqtYMZ0r2t/ujkbj | false | 3672348 | Cord-Steding-Straße | 0 | hNfw6Nyp6q6/Mt8G | 0
| LineString (8.57962050000000076 53.18288210000000049, 8.57931280000000029 53.18285350000000022, 8.5790787139283502 53.18284324170829791) | PcPHM8lGtt5vZ/El | Residential | 100 | 0.64 | xAKt8o956tfhNEvL | Ti3xEESWF1IzAVte | true | 3649227 | Lüder-Clüver-Straße | 96203833374026 | PcPHM8lGtt5vZ/El | 14856808858803300
| LineString (8.5708614763397204 53.18124373380390324, 8.57083475004962025 53.18134533002780273) | UXCnEEO/KKNtX0nC | Connector | 25 | 1 | zP2PXqDwlrmwT1dt | yUllTUfx+ohLwxyI | true | 11442463 |  | 385803909301758 | UXCnEEO/KKNtX0nC | 4394613154595750
| LineString (8.57300972378562953 53.18206916098230153, 8.57301982497780912 53.1820477750229017) | OpoxKgSHVyXSkluL | Connector | 25 | 1 | hxe8gGicV0OE0LRI | 30/e9rYB6U+4WsMc | true | 24730237 |  | 28772668838501 | OpoxKgSHVyXSkluL | 4394613154595750
| LineString (8.57099093153508029 53.1841613965787019, 8.57099089999999997 53.1841614000000007, 8.57081616971946048 53.1841752676848003) | JkDP4ajzqkd6V2Ez | Residential | 200 | 0.62 | Tz4Eyo/Xq3Idsk77 | eDNLuv59GW1jFa8w | true | 1177999 | Fresenbergstraße | 429312100849152 | JkDP4ajzqkd6V2Ez | 8223548985685890
| LineString (8.5674783935468799 53.18645507018389651, 8.56758160000000046 53.18643180000000115, 8.56788776091709003 53.1863504761114001) | zMljpnqcNP+bQptS | Service | 32 | 0.81 | 76ys4Abqm24YBCtC | Pv3uoyDp+sskrfQo | true | 2973558 | Kutterweg | 475684924506932 | zMljpnqcNP+bQptS | 8343616479046430
| LineString (8.57290629999999965 53.18502749999999679, 8.57289644499659964 53.18503303000019855) | AbBYs+ZEj7EvU0to | Connector | 40 | 1 | dtJxXkK/GsveD7TZ | reROtxqu39jhIjea | true | 0.9011925 |  | 839033432006836 | AbBYs+ZEj7EvU0to | 14798583586907100
| LineString (8.56384538010837915 53.1831047432774966, 8.56386882001297955 53.18317732001700193) | 70853DINlxnS2jnV | Connector | 25 | 1 | sXx8xyA83V7VcytN | V6Z6RYO7+RefrXhr | true | 8224444 |  | 326577415466309 | 70853DINlxnS2jnV | 4394613154595750
| LineString (8.57040056465267952 53.18119997608069838, 8.57030372000913054 53.18156810000539991) | s78lpFZaFHDLJPNl | Connector | 25 | 1 | G78O69Q7aACYGU9k | 6PwBmlgvbriDk4Ct | true | 41460686 |  | 278840675354004 | s78lpFZaFHDLJPNl | 4394613154595750
| LineString (8.57667699273556039 53.18264939943829717, 8.57655000269359924 53.1826394348708007) | G25wFZYKA+WMrmx6 | Residential | 50 | 0.6384765033634897 | AYcmHPDD/oPfO96p | hwDTM7JPdfKtLo8A | true | 8558517 | Lüder-Clüver-Straße | 204152099609384 | G25wFZYKA+WMrmx6 | 2611239415570130
| LineString (8.57108701932613037 53.18209347459740144, 8.57105117508736036 53.18209633918279877) | D27+TxSrReuw14Pk | Residential | 65 | 0.65 | erydrHJKURqsQBF9 | rlcVFcazRFVp81n4 | true | 24165158 | Kapitän-Dallmann-Straße | 430889426994324 | D27+TxSrReuw14Pk | 506295486315796
| LineString (8.57267421722275991 53.18583004401970271, 8.57265624111090929 53.18566954511570088) | MiGLAz3EWOmDvrzQ | Tertiary | 65 | 0.65 | 9Q4xAaVfBqDHNFlb | XsGLFd9KDHsX/Ldk | true | 1789528 | Mühlenstraße | 316604516696942 | MiGLAz3EWOmDvrzQ | 506295486315796
| LineString (8.56984289999999937 53.18277679999999918, 8.56979645999416029 53.18275497000099961) | lWwigJ1g5tY/AyEk | Connector | 50 | 1 | jzvygCtiEozuzP5d | ZKSWtz3wfwaM/lEh | true | 39406998 |  | 187423461914062 | lWwigJ1g5tY/AyEk | 2611239415570130
| LineString (8.56911933396430925 53.1841794440924005, 8.56890436497963925 53.18416985000479968) | hYVHil1K4hnKG6I0 | Residential | 150 | 0.62 | dKXTj+gzTx5trBRw | jB/5HXWZ8SN0mzCk | true | 14404923 | Fresenbergstraße | 373147862201691 | hYVHil1K4hnKG6I0 | 40530788484379904
| LineString (8.57748506298531055 53.18465666149619864, 8.57745258496102991 53.1847112150325998) | O2q0T+WTm6KHsUvc | Connector | 25 | 1 | uWdg5X6TCSOGC+FC | ETavzGDLEpdrw2D7 | true | 6445277 |  | 356831436157227 | O2q0T+WTm6KHsUvc | 4394613154595750
| LineString (8.58807081315547016 53.17921200816179805, 8.5880861451927597 53.17923053011529788) | Ki6p27TIJ3Xcx6jo | Connector | 50 | 1 | zFDgnXniu/utGWkG | XaB1khJmKf9l1or+ | true | 23012211 |  | 166943984985352 | Ki6p27TIJ3Xcx6jo | 2611239415570130
| LineString (8.57303751829974381 53.17894549211806776, 8.57288390000000078 53.17877289999999846, 8.57286140000000074 53.17871039999999994) | LMIfHDaPSxHsQZTk | Unclassified | 125 | 0.72 | dGiBa0A4OGhfD5/T | 4tL4Im/FtpOBA+Qj | true | 2889775030478600 | Marschgehren | 160052403076174 | LMIfHDaPSxHsQZTk | 25836603610611200
| LineString (8.57537360000000071 53.18254269999999906, 8.57534826852205967 53.18253946443930147) | natY4kQkQTtgSjt1 | Residential | 65 | 0.64 | YWdcJQo7M1E4XMQu | KrlDgWaDEaUaC4sB | true | 17306869 | Lüder-Clüver-Straße | 472096596679687 | natY4kQkQTtgSjt1 | 506295486315796
| LineString (8.57516458994290964 53.18620325466550014, 8.57519289999551049 53.18616118500330003) | CGUTzGNs79vkk1QE | Connector | 25 | 1 | uGxI/s3mLp0pbLDj | GKqItK27JA0Pt10L | true | 5047966 |  | 296116180419922 | CGUTzGNs79vkk1QE | 4394613154595750
| LineString (8.57630441498013951 53.18604711501080118, 8.57630441497991036 53.1860471150107017) | 5vPtZxL37uSMP6lq | Connector | 0 | 0 | MVnz3b38Jy25Gl1f | MVnz3b38Jy25Gl1f | false | 0.17863 |  | 0 | 5vPtZxL37uSMP6lq | 0
| LineString (8.56657530000000023 53.18401060000000058, 8.56648598264188088 53.18400151077779725) | 5E86H7y0bUpd13Gd | Residential | 100 | 0.63 | LvYBV+EoIO75aJ0p | C+82mGkU2ccuAt+C | true | 605371 | Fresenbergstraße | 13067493025589 | 5E86H7y0bUpd13Gd | 14856808858803300
| LineString (8.56648598264188088 53.18400151077779725, 8.56633474885119028 53.18398612057850272) | WRIkgOhJniLip3B9 | Residential | 100 | 0.63 | C+82mGkU2ccuAt+C | aWwL9aXB+/uY3dxl | true | 10250258 | Fresenbergstraße | 128774376943588 | WRIkgOhJniLip3B9 | 14856808858803300
| LineString (8.56945061420134024 53.18569021813240028, 8.5694316734733107 53.18569138448589939) | Uts7CrOU1oRrXsS/ | Residential | 25 | 1 | NzpLJuKpMQJHgSDJ | 8POFYC1vMeAlMns7 | true | 12723054 | Küferstraße | 291587066650391 | Uts7CrOU1oRrXsS/ | 4394613154595750
| LineString (8.56601738927371059 53.18589175275379688, 8.56602459500762947 53.18594246002570003) | jss5AT6F5DWLLa0j | Connector | 25 | 1 | 1v76FNgzq8mKNFlh | M/AJrvvb2iXj2Xox | true | 56615143 |  | 300442905426025 | jss5AT6F5DWLLa0j | 4394613154595750
| LineString (8.5721372074937694 53.18607081520350022, 8.57212340000000061 53.1862404999999967) | 7i6/g3Y//xyqYPU0 | Service | 32 | 1 | RonhIYdQmgN6jrss | tSASf8lLLIjpX4Xo | true | 18899353 |  | 641963882446289 | 7i6/g3Y//xyqYPU0 | 8343616479046430
| LineString (8.57784929686537012 53.18520813930660296, 8.57836919999999914 53.18495099999999809, 8.57857259999999933 53.18489660000000185) | aBwYoqMlvNh5grzD | Residential | 100 | 0.63 | cVgELeZslpXjvPYb | 73yFdSu2aEcniUzt | true | 59881584 | Wigmodistraße | 103840372924804 | aBwYoqMlvNh5grzD | 14856808858803300
| LineString (8.57846229999999998 53.17713859999999926, 8.57847059999999928 53.17709719999999862, 8.57848150000000054 53.17706720000000331, 8.57849530000000016 53.17702669999999898, 8.57851160000000057 53.17694360000000131, 8.57850660000000076 53.17675320000000028, 8.57846879999999956 53.17654310000000351) | zgIu9oOJeI7ypi66 | Service | 0 | 0 | WrUJlzhnrV3K/JAw | lJcwa4+XWSHvPFUw | false | 6665516 |  | 0 | zgIu9oOJeI7ypi66 | 0
| LineString (8.56685373583908039 53.18247240394750008, 8.5667655000000007 53.18249990000000338, 8.56668915382307006 53.1825234718575004) | arm4Fh7bVkLtETDh | Residential | 50 | 0.68 | VGkm9z9aYDqevLfV | mihnlBBYzX+5/FMt | true | 12379249 | Kapitän-Dallmann-Straße | 241177566299448 | arm4Fh7bVkLtETDh | 2611239415570130
| LineString (8.57463890000000006 53.18377629999999812, 8.57467019999999991 53.18384729999999649) | O97sjIij53ZVLT1k | Service | 40 | 1 | tPUWufP2k4hvcvv0 | VapPxytT5L4N6n6n | true | 8170746 |  | 113085441589355 | O97sjIij53ZVLT1k | 14798583586907100
| LineString (8.57816166755267062 53.18280763679489809, 8.57816515999378915 53.18277321502060317) | t/79/emjPrd/5ynX | Connector | 32 | 1 | cI1/YVFJIdMyP1y7 | pL0Ym5u36jjdXSTP | true | 38364 |  | 574079933166504 | t/79/emjPrd/5ynX | 8343616479046430
| LineString (8.56913610363180922 53.18361561715960306, 8.56919598497838031 53.18360402000279663) | Scy+YgXMg62SAt2d | Connector | 25 | 1 | KygCXp5yIMcDbPmJ | hBY/XzUHLgJLWHzA | true | 4204464 |  | 375451354980469 | Scy+YgXMg62SAt2d | 4394613154595750
| LineString (8.58439510000000006 53.18132359999999892, 8.58449479999999987 53.18137020000000348) | J1s7ReDWto+IhgT0 | Unclassified | 0 | 0 | vqCjnMexAGyFOWyV | VOzf6W+NJdyrchp6 | false | 8442087 | Zur Westpier | 0 | J1s7ReDWto+IhgT0 | 0
| LineString (8.57249768169496029 53.1862524824942966, 8.57212340000000061 53.1862404999999967) | 7Lo81qH+/bZwHGeF | Residential | 32 | 1 | dQQ0kkwwlpOIGltS | tSASf8lLLIjpX4Xo | true | 2504571 | Langenfeld | 641963882446289 | 7Lo81qH+/bZwHGeF | 8343616479046430
| LineString (8.57534361206461071 53.18352923807670152, 8.57504142203491071 53.18357834342160118) | wg9E3Jj4erdwLv1H | Tertiary | 50 | 0.67 | 2FszB5rlf/ROG80t | PLsZiWUd7bzh2LHV | true | 20920006 | Fresenbergstraße | 248256644191744 | wg9E3Jj4erdwLv1H | 2611239415570130
| LineString (8.57716029999999918 53.1835238999999973, 8.5772011999999993 53.18330850000000254) | 0fdEfLszzHhIhGct | Service | 50 | 1 | cYwDplOIM3cX2e3F | lo4+y5oIK9SFKIuG | true | 24117825 |  | 194280227661133 | 0fdEfLszzHhIhGct | 2611239415570130
| LineString (8.56621880912418021 53.18588142537589647, 8.56611279573527007 53.18588686103179697) | DLg+ldCNO2ar1DXr | Residential | 80 | 0.63 | fEUAtA9dhRxbSh/J | 7nBpLYF7vjR+YNsX | true | 7109839 | Küferstraße | 640049377670279 | DLg+ldCNO2ar1DXr | 8519200479572930
| LineString (8.57214469663404977 53.18199977947180201, 8.5720255059189796 53.18201125624840131) | EdHg7JCL9AeMae6W | Residential | 80 | 0.64 | RWmqVzqa0MVn6loJ | #NAME? | true | 806701 | Kapitän-Dallmann-Straße | 667994700927734 | EdHg7JCL9AeMae6W | 8519200479572930
| LineString (8.57407609000000015 53.18134887000000077, 8.57407686457135121 53.18144592974866214) | SFq+I+IbgQOAV4Uj | Connector | 40 | 1 | ll/ng9Zqev4wRmlQ | obfFXrO8RdAnG6jG | true | 10801872707410700 |  | 904763641357422 | SFq+I+IbgQOAV4Uj | 14798583586907100
| LineString (8.57275173544961078 53.18191430000739928, 8.57277652000347068 53.18191662000030107) | hGuk+fynkabcy6Gk | Connector | 32 | 1 | Ve9e6geO+2/d99z6 | #NAME? | true | 16763052 |  | 527309379577637 | hGuk+fynkabcy6Gk | 8343616479046430
| LineString (8.57481579255797044 53.18433727419100165, 8.57483517999624034 53.1843968350040015) | Ju6NHonDSDCauYX9 | Connector | 25 | 1 | Keep/tUD9Le9QD3i | uR02bNLjR3NEJOsG | true | 6751394 |  | 294509449005127 | Ju6NHonDSDCauYX9 | 4394613154595750
| LineString (8.56899972236282004 53.18220074661940089, 8.56882310213523013 53.18220491292869667) | odBEjKYPZc12D/57 | Residential | 25 | 1 | 1eexWJxgxWHHsJQr | HndjWYLq1pLXvK2u | true | 11812306 | Kapitän-Dallmann-Straße | 392130012512207 | odBEjKYPZc12D/57 | 4394613154595750
| LineString (8.56456981842226917 53.1837956538244967, 8.56457389999999918 53.1839051999999981) | qy2qKhi1fAQUtghs | Residential | 100 | 0.63 | 3vLT16FoF9IXxc0E | lv5zUkHsgDQIqSus | true | 12189666 | Kleine Straße | 872570270290375 | qy2qKhi1fAQUtghs | 14856808858803300
| LineString (8.57056730434262981 53.18121580611710186, 8.5708614763397204 53.18124373380390324) | ZGlOe1zYf8bLE3wI | Secondary | 100 | 0.63 | MRvedIW1OBo8+OZy | zP2PXqDwlrmwT1dt | true | 19903404 | Weserstrandstraße | 107597371089935 | ZGlOe1zYf8bLE3wI | 14856808858803300
| LineString (8.56456263261982009 53.18360279156259907, 8.56456355985318041 53.1836276779927033) | CxWmm83w5BHn6g8k | Residential | 80 | 0.63 | #NAME? | NLDqwwX0+stnVCba | true | 27692182 | Kleine Straße | 812722724018097 | CxWmm83w5BHn6g8k | 8519200479572930
| LineString (8.56546811246439077 53.18591981720410189, 8.56537270029816966 53.18592452754860034) | IbuCt2sZmmAWM9If | Residential | 80 | 0.63 | O+AKdTeglW/G2PxI | il1+CabBKnEGobIx | true | 63971696 | Küferstraße | 75181960859301 | IbuCt2sZmmAWM9If | 8519200479572930
| LineString (8.56621336011025925 53.18397376739270044, 8.56612462667301955 53.18396473730749818) | q/Zq92ySLNxCQDIp | Residential | 100 | 0.63 | VqDu0N+PdNrL0C2u | snXnjV2V/BFLYAfM | true | 60141435 | Fresenbergstraße | 124615863607407 | q/Zq92ySLNxCQDIp | 14856808858803300
| LineString (8.56611279573527007 53.18588686103179697, 8.5661054700037802 53.18583531001250009) | cAVvKzT4Lc5JU6sG | Connector | 25 | 1 | 7nBpLYF7vjR+YNsX | /K8RYyYe8wpcJoWY | true | 575572 |  | 291514549255371 | cAVvKzT4Lc5JU6sG | 4394613154595750
| LineString (8.56535099999999971 53.18708110000000033, 8.5656403000000001 53.18727119999999786) | zRUozpILfDtzNoLR | Residential | 0 | 0 | M9f7IWtZjSJzqYqZ | jjqd5LW4y1TPl6X7 | false | 28651867 | Besanstraße | 0 | zRUozpILfDtzNoLR | 0
| LineString (8.57869436054902934 53.18187450623199908, 8.57881270000000029 53.18194179999999704, 8.57890519999999945 53.18202019999999663, 8.57892442588707915 53.18203871606309718) | KZMJR4A6kGIOrfqG | Secondary | 0 | 0 | c9Gpstav8uX9GsNS | #NAME? | false | 24007675 | Landrat-Christians-Straße | 0 | KZMJR4A6kGIOrfqG | 0
| LineString (8.58118349999999985 53.18305310000000219, 8.58117550000000051 53.18315919999999863) | cQTZJ+qYGTE5Tfmd | Service | 40 | 0.81 | vwFQ8GoSxyMuBdzn | jtiisFURGV60sx1j | true | 118153305 |  | 105671477622993 | cQTZJ+qYGTE5Tfmd | 14798583586907100
| LineString (8.57516324267720975 53.18633551986940233, 8.57514346499537972 53.18636491000339817) | cCXIGyGlzljMYvmQ | Connector | 40 | 1 | 2RQaAllae8RvoLXK | fE3vN7Fx40w/FUBa | true | 3526542 |  | 947145843505859 | cCXIGyGlzljMYvmQ | 14798583586907100
| LineString (8.56837163340109065 53.18368623550669838, 8.56842209267447963 53.18382982720910235) | jwyYcwYTu9d7kPxj | Residential | 50 | 0.66 | c4lKOaw3oFI2Qv8y | dJcbWFhdafMnbouw | true | 1632607 | Flethestraße | 171649778709398 | jwyYcwYTu9d7kPxj | 2611239415570130
| LineString (8.57832637088912087 53.1848373831985981, 8.57835662995380943 53.18478655506149977) | El4JYd9bb+IW5S74 | Connector | 32 | 1 | PPQXGUzjogQwJetj | kT7JuIXKPw0CoQmv | true | 60051103 |  | 481192588806152 | El4JYd9bb+IW5S74 | 8343616479046430
| LineString (8.58471429999999991 53.18128080000000324, 8.58476749999999988 53.18125909999999834, 8.58499989999999968 53.18116440000000011, 8.58545200000000008 53.18098870000000034) | uY6AEHrtRHVC+V4i | Secondary | 65 | 0.68 | VuaZquwwijjzKH87 | IHIZqGEZtvKx2WeN | true | 5904954 | Landrat-Christians-Straße | 377164780502324 | uY6AEHrtRHVC+V4i | 506295486315796
| LineString (8.5658146110505804 53.18279339049360033, 8.56569403182112943 53.18283060204939972) | XlV+z2OSLVZ0QN15 | Residential | 65 | 0.65 | X/rl5rEmCTA7MLGI | 9A6lQHgY6M6YM1N8 | true | 9059124 | Kapitän-Dallmann-Straße | 371229997825623 | XlV+z2OSLVZ0QN15 | 506295486315796
| LineString (8.59088260000000048 53.17961379999999849, 8.59095789999999937 53.17972230000000167) | FffAsFj0TrdUhGaK | Path | 25 | 1 | vxgt/y+16F6igIM5 | aC61YzFrxlxQ3/LF | true | 1307729 |  | 430803604125977 | FffAsFj0TrdUhGaK | 4394613154595750
| LineString (8.57599445364633972 53.185666942424902, 8.57593429998673962 53.18573825500909891) | 01M9/db0uyLvazW5 | Connector | 25 | 1 | V0v76PVOskQSZ8hz | OmPIHjXhJ2MNqNzN | true | 8893488 |  | 263165111541748 | 01M9/db0uyLvazW5 | 4394613154595750
| LineString (8.56529053312456057 53.18489115262450184, 8.56543208624120034 53.18489186382689837) | CNT2z9wU2kHGIcOF | Residential | 100 | 0.63 | ofUUsgQfODJc17xc | 9V2u1vJOj2KN//Wa | true | 9459479 | Richard-Jung-Straße | 141566231294634 | CNT2z9wU2kHGIcOF | 14856808858803300
| LineString (8.57657230795465075 53.18500185386319856, 8.57638992875055983 53.18497184426870206) | pPL8BgOGUG6Rd/cw | Residential | 40 | 0.67 | ISSak8xbiXk0Z2IC | LtFuWLrgbA5txXB0 | true | 1263626 | Allmersstraße | 135828591079684 | pPL8BgOGUG6Rd/cw | 14798583586907100
| LineString (8.57504522709838923 53.182500756849997, 8.57502724999208077 53.18255154501110127) | LJrM5jA3ry+E3J9/ | Connector | 25 | 1 | yyce2Np7wgdYI/Xd | nmms90tbI0tOw/Cq | true | 5776307 |  | 32178035736084 | LJrM5jA3ry+E3J9/ | 4394613154595750
| LineString (8.57313049999999954 53.1790403999999981, 8.57248876166772789 53.17926207362080504) | J4q2Fnk9j0NbUfWR | Connector | 125 | 0.72 | IhmaGNq5UzZnCiCV | UqfeS0d7KlaJO3x6 | true | 4949273648464770 |  | 160052403076174 | J4q2Fnk9j0NbUfWR | 25836603610611200
| LineString (8.56515510894675991 53.18489047205819986, 8.56515621760492074 53.18481088019070313) | 9xBto2lrDID+ZmJy | Connector | 32 | 0.81 | 5VoW5mGed7mYb+Pd | 6rE1/udSSFYPx/SQ | true | 8854617 |  | 467780793571728 | 9xBto2lrDID+ZmJy | 8343616479046430
| LineString (8.57259640000000012 53.18523480000000347, 8.57294987279854936 53.1852276148725025) | 0qQ0Ddf25HIiolbN | Residential | 125 | 0.62 | 73v9tRRQwetyEEqS | XeqvDRKsunRsIxVa | true | 236338 | Johann-Hoppe-Straße | 250065182598116 | 0qQ0Ddf25HIiolbN | 25836603610611200
| LineString (8.57544524128820029 53.18271150653689716, 8.57544289144225935 53.18283152942679948) | HpOXOufvr9WzbHNI | Residential | 100 | 0.62 | 5zhcCHq7iibCq3BM | c4Vf7dV9RfZGngno | true | 133530245 | Kaffeestraße | 135761756233213 | HpOXOufvr9WzbHNI | 14856808858803300
| LineString (8.57913931271228059 53.18226782378869899, 8.57924270478778972 53.18238939941709731) | A78TBR7HBMY5ktLn | Secondary | 50 | 0.72 | w36CYfFY9tm1vu/9 | p+93Op9yxGH23LNF | true | 15187564 | Landrat-Christians-Straße | 156849194641109 | A78TBR7HBMY5ktLn | 2611239415570130
| LineString (8.57501032524496587 53.18145287649929998, 8.57512260000000026 53.18145450000000096) | WzXCfsug4z2m1Bia | Secondary | 250 | 0.62 | MZOLoHj583QiXnQE | LEENKeSlS8YE7mtn | true | 7508349673632980 | Landrat-Christians-Straße | 129553639936447 | WzXCfsug4z2m1Bia | 14205243033783600
| LineString (8.57265798198167062 53.18651158121009814, 8.57255189000871987 53.18649872500049725) | WK7U3x0HWDUL0EHy | Connector | 25 | 1 | gQ8BXMM7WbYByaGP | L5Of5gM+kmFfzMbd | true | 7232053 |  | 345640602111816 | WK7U3x0HWDUL0EHy | 4394613154595750
| LineString (8.57694885395122064 53.18350860779219857, 8.57693780499793945 53.18356373500459711) | vy28aOvIbprmTLj6 | Connector | 25 | 1 | WtE2temdBTfPKcDU | mbW9qKvAUnPwGyHN | true | 6176986 |  | 297011795043945 | vy28aOvIbprmTLj6 | 4394613154595750
| LineString (8.5821140612428195 53.18234418607809744, 8.58209466196631965 53.18233393148209842) | gYN2Y7x0rXq8R+FE | Service | 25 | 1 | DlXBzF7GLpHsjRtT | TpAwwfM0qKGv9RBA | true | 17268698 |  | 410479583740234 | gYN2Y7x0rXq8R+FE | 4394613154595750
| LineString (8.57890109955178914 53.18369244264039963, 8.57893840000000019 53.18360979999999927) | f2v6robPO0YCva0C | Secondary | 0 | 0 | LeD/LAHrQc14hTek | oMQNCPCqM16pj9Rq | false | 9525603 | Lüssumer Straße | 0 | f2v6robPO0YCva0C | 0
| LineString (8.57888499857694065 53.18036748296839988, 8.57895905997471964 53.18035647500209961) | obcX6KDJWmOtJFH7 | Connector | 32 | 1 | 8AA6b3agzaaTFN3b | 06hcQd7PN3eEH6Ls | true | 50988393 |  | 478040046691895 | obcX6KDJWmOtJFH7 | 8343616479046430
| LineString (8.57140440000000048 53.18319569999999885, 8.57148727266451083 53.18327593446839785) | PTcy7qCmARXnxMBl | Service | 32 | 1 | ZGHeHREvnafMIRSh | dZCadOy8tZQ3P3Fr | true | 10504295 |  | 585522155761719 | PTcy7qCmARXnxMBl | 8343616479046430
| LineString (8.56534029178548018 53.18649993646310037, 8.56550799999999946 53.18648650000000089, 8.56580167365881984 53.18646367358500271) | mSIT01BLgPNGKmUX | Living street | 50 | 0.67 | D7/zI4WSVTWLY9Do | aIhTNO45cBfm4HgV | true | 31093117 | Kutterweg | 168186725463893 | mSIT01BLgPNGKmUX | 2611239415570130
| LineString (8.5675164532798096 53.18306258844670253, 8.56752790881182058 53.18306128890139917) | FLm3Axg0JCAnqQ7f | Living street | 50 | 0.67 | 8QEx7xN6vEB7nMmu | 9WMgA3V0ibmxjHOl | true | 0.7790684 | Flethepad | 179545995235443 | FLm3Axg0JCAnqQ7f | 2611239415570130
| LineString (8.57497498291672855 53.18145236544679477, 8.57497788047483667 53.18145240734568802) | Vzo3veyUUTA/BW2S | Secondary | 250 | 0.62 | UW4JEpr82+O52wLd | GsJaQ+o0NqPvW/W7 | true | 0.1937735702863767 | Landrat-Christians-Straße | 129294998019028 | Vzo3veyUUTA/BW2S | 14205243033783600
| LineString (8.58917070000000038 53.17951300000000003, 8.58944800000000086 53.17956680000000347) | yQgHEHM50R9IcmIi | Service | 50 | 0.81 | 8tZTwcS0GDqxm9C2 | kS5HL7+6ihxDLhLy | true | 1947505 |  | 246114933013916 | yQgHEHM50R9IcmIi | 2611239415570130
| LineString (8.56411220187752953 53.18409533895749775, 8.56410430000000034 53.18411059999999679, 8.56408549999999913 53.18417970000000139, 8.5640976000000002 53.18422790000000333, 8.5641297999999999 53.18433559999999716, 8.56408530000000034 53.18438890000000185) | VLPQkKI3Ir+nPk2T | Footway | 40 | 0.72 | TXWmHT8YX2K1Vy+z | 2EGi2UnYpN+8czpf | true | 3379602 |  | 103166332855239 | VLPQkKI3Ir+nPk2T | 14798583586907100
| LineString (8.57120959999999954 53.18301009999999707, 8.57120959999999954 53.18301009999999707, 8.57140440000000048 53.18319569999999885) | sZz1DcPa2IF29DuA | Service | 65 | 0.68 | bOd6qtGGaJ+n0R+x | ZGHeHREvnafMIRSh | true | 2440853 |  | 440709395828249 | sZz1DcPa2IF29DuA | 506295486315796
| LineString (8.56281826528141998 53.18358736291030198, 8.56304959999999937 53.18380439999999965, 8.56308632753620991 53.18383495321530319) | ojjWalXcZDuRrn5D | Service | 32 | 0.81 | sHst7W5wH60V7M/V | VPdXu8laynie9Wla | true | 3286205 | Bahrsweg | 479310217094608 | ojjWalXcZDuRrn5D | 8343616479046430
| LineString (8.57909544417369041 53.18453191174410222, 8.57865349999999971 53.18455260000000351) | oL+ROm3gg+Dpi2W1 | Service | 50 | 0.7 | c9h5nzQ17qBObuti | 1d0/OShR90iuMDUp | true | 29622252 |  | 232562596511852 | oL+ROm3gg+Dpi2W1 | 2611239415570130
| LineString (8.57182122552294068 53.18407508754390278, 8.5718342850101692 53.18412221001659645) | n2Buzx0VzycGxJnc | Connector | 25 | 1 | uy4lnhuayglE0wMc | wISNP5BcI3x8wY25 | true | 5314348 |  | 29270450592041 | n2Buzx0VzycGxJnc | 4394613154595750
| LineString (8.56563117927959006 53.1848946529201001, 8.56567186395874991 53.18489533585150042) | xIb1IJhcI3OdqO7y | Residential | 100 | 0.62 | cjqdaHefhbw+T/j4 | Ir/kWimAjmZBjtjt | true | 2719775 | Richard-Jung-Straße | 144567546150205 | xIb1IJhcI3OdqO7y | 14856808858803300
| LineString (8.57003970000000059 53.18561069999999802, 8.56997280000000039 53.18563340000000039, 8.56987359999999931 53.18565639999999917, 8.56983010212981 53.18566195766420179) | 46vJpbf1ZJRzHjq7 | Residential | 25 | 1 | H3FeWIqsD8b08N7j | JgcKCb4qKfHg4LE3 | true | 15211573 | Küferstraße | 311409854888916 | 46vJpbf1ZJRzHjq7 | 4394613154595750
| LineString (8.57240192774487042 53.18327931107909734, 8.57239240000000002 53.1831401000000028) | 9AGowGYtHveY+uRP | Residential | 250 | 0.62 | 2FJXlDx/YZVabU2V | JyNoiTIBAib2mVWZ | true | 15499803 | Mühlenstraße | 916891019390106 | 9AGowGYtHveY+uRP | 14205243033783600
| LineString (8.5739953335527499 53.18527050156119884, 8.57395814499630937 53.18535567000419917) | VXCmFZR07syQ9oJx | Connector | 20 | 1 | IX24Wv8Vzvxa2SVW | RQAl3/v1VKPQB/th | true | 9795156 |  | 2416770362854 | VXCmFZR07syQ9oJx | 2442449145137490
| LineString (8.57277340000000088 53.18143899999999746, 8.57279920146535623 53.18144015724200813) | s74T5ab0yLuKU26R | Secondary | 100 | 0.63 | kIVPjIHQ35dtkRnv | 5DL8S1q5/SBmiUGJ | true | 17297693923214000 | Landrat-Christians-Straße | 144977375335693 | s74T5ab0yLuKU26R | 14856808858803300
| LineString (8.56417328830906044 53.1844832190847967, 8.56428366499945959 53.18444606500000305) | fuxVTlGIWuGNvRKv | Connector | 25 | 1 | dR4xlzLtx1iDUITt | C00Uo/SL1re0yJ/Y | true | 845503 |  | 341010131835938 | fuxVTlGIWuGNvRKv | 4394613154595750
| LineString (8.56454607652774058 53.18328572278439736, 8.56444766498784915 53.18329194500059742) | oAZsQPb9S5X0dbC/ | Connector | 25 | 1 | R2gwQqNAqCLOEjJE | N5A3uMu45cOsjBdV | true | 66128283 |  | 375011520385742 | oAZsQPb9S5X0dbC/ | 4394613154595750
| LineString (8.56702421816074988 53.18219715557739846, 8.5670610000000007 53.18223919999999794, 8.56709979400933008 53.18229524247630025) | WVMaCXSZNj7QCrlR | Footway | 40 | 1 | u5Df/6y79mvuODQ/ | GZBltX2mpuqiNUDo | true | 12035922 |  | 114712074279785 | WVMaCXSZNj7QCrlR | 14798583586907100
| LineString (8.57944854928052081 53.18521399914150294, 8.57951505000090009 53.18521745500000009) | 1NZCHVLLHEXCnXW4 | Connector | 25 | 1 | /vsX9ZSISIhBlk9E | wuHnVliS/p+f75Zy | true | 4460408 |  | 319717979431152 | 1NZCHVLLHEXCnXW4 | 4394613154595750
| LineString (8.5769522473014792 53.185080436571603, 8.57685835819614972 53.1850586350775032) | oovY47PLRrAuDOjc | Residential | 32 | 0.75 | yA/y1bPGb6SkGLOn | i4cj98IHa10IKKwi | true | 6726482 | Allmersstraße | 657971634864807 | oovY47PLRrAuDOjc | 8343616479046430
| LineString (8.57687068872218994 53.18572442915979792, 8.57674807001568951 53.18566467000390219) | pPGILVUfXYTGYqNr | Connector | 25 | 1 | hxPGqiIjPcwWqrpf | VmdzzLVWwVBf7rXJ | true | 10551434 |  | 255688190460205 | pPGILVUfXYTGYqNr | 4394613154595750
| LineString (8.56984289999999937 53.18277679999999918, 8.56984289999999937 53.18277679999999918, 8.57000941264941929 53.18295117525320137) | 6rskAuma1O502Ik3 | Service | 25 | 1 | jzvygCtiEozuzP5d | hVD9dALOetgvg+dK | true | 22363556 |  | 413608093261719 | 6rskAuma1O502Ik3 | 4394613154595750
| LineString (8.56452539105631949 53.18559608976850228, 8.56459666499515038 53.18559104000019744) | PXTXN3+zBPDiq7kr | Connector | 25 | 1 | ST3A3N6UkIWJhpRf | EW0j1XrK2XIQH3wW | true | 47957497 |  | 293879070281982 | PXTXN3+zBPDiq7kr | 4394613154595750
| LineString (8.56452539105631949 53.18559608976850228, 8.56454698238152012 53.18570604565110216) | 3UuOYFeLrGyFHNNe | Residential | 100 | 0.63 | ST3A3N6UkIWJhpRf | unRTV08E5+I7OMeS | true | 12316992 | Besanstraße | 115171277429583 | 3UuOYFeLrGyFHNNe | 14856808858803300
| LineString (8.57577500170033069 53.18561209306510307, 8.57572618999608061 53.18568299500270058) | qR0pu9voCrC0INBt | Connector | 25 | 1 | kfkZ7jyJyOItsTjj | diSo3HaFF6NDLC4n | true | 8535389 |  | 274758930206299 | qR0pu9voCrC0INBt | 4394613154595750
| LineString (8.5778202414982303 53.182783033586702, 8.57782793999689019 53.18274484500550159) | dmPCvqY7+W2gOSOP | Connector | 25 | 1 | X5LIZYFlIBty4f79 | QLkIgJzn+VEnhriM | true | 4279375 |  | 292047538757324 | dmPCvqY7+W2gOSOP | 4394613154595750
| LineString (8.57463478824218051 53.18243884927159826, 8.57459067999183056 53.18249537001150173) | PkSJhjyUgxjK/tD2 | Connector | 25 | 1 | J36ZCHPHbXr5HCF2 | UU7NWF3KbouYiixN | true | 694436 |  | 398346099853516 | PkSJhjyUgxjK/tD2 | 4394613154595750
| LineString (8.58132613169895997 53.18315930551280246, 8.58117550000000051 53.18315919999999863) | G44OKsR90Tm5liEO | Service | 40 | 0.81 | xjqSvy6GXs+rxNbK | jtiisFURGV60sx1j | true | 10066221 |  | 105671477622993 | G44OKsR90Tm5liEO | 14798583586907100
| LineString (8.56890436497963925 53.18416985000479968, 8.56887554106662996 53.18416856356080302) | ViWvNLJcRq1iwCOG | Residential | 150 | 0.62 | jB/5HXWZ8SN0mzCk | S16ycpdihQF8eupc | true | 19314711 | Fresenbergstraße | 371250065223694 | ViWvNLJcRq1iwCOG | 40530788484379904
| LineString (8.57405151441371949 53.18454844585600227, 8.57390700000000017 53.18448790000000059) | DOGLEoxU9P9KLz35 | Residential | 65 | 0.64 | anSrnKNBQKsSRm5O | WqtYMZ0r2t/ujkbj | true | 11773992 | Allmersstraße | 430191181640606 | DOGLEoxU9P9KLz35 | 506295486315796
| LineString (8.58280910000000041 53.18216290000000157, 8.58307459999999978 53.18199880000000235, 8.5835208999999999 53.18180329999999856, 8.58366746702000682 53.18173840325850676) | GOjEH0Opz5y9Y7Pt | Secondary | 65 | 0.66 | /Mpej+rO2fpOJhxo | #NAME? | true | 7456749593136620 | Landrat-Christians-Straße | 479857849845896 | GOjEH0Opz5y9Y7Pt | 506295486315796
| LineString (8.56843774003790948 53.18221400235550078, 8.56845134001149944 53.18242209001520138) | FZBMyixVoEW4PsCU | Connector | 25 | 1 | Cz5eTtN6dK5FRL/m | hRboUdH3Yq2mJDmJ | true | 2316682 |  | 360672721862793 | FZBMyixVoEW4PsCU | 4394613154595750
| LineString (8.57102659999999972 53.18621259999999751, 8.57086259999999989 53.18620920000000041, 8.57069100000000006 53.18621869999999774, 8.57057460000000049 53.18623159999999928) | NzLnMVX4spDYPtuQ | Residential | 0 | 0 | 6oVGxl64OYHHw8rC | Y9p4MJIZ4LsrF6mL | false | 30389925 | Langenfeld | 0 | NzLnMVX4spDYPtuQ | 0
| LineString (8.58125261816820029 53.184872848404801, 8.58128122503483048 53.18489305000959888) | 4rXDCtvTU86t821S | Connector | 25 | 1 | w3zbc7bUGQPjkzSs | oGqqG0hbTlaWLlu6 | true | 29504082 |  | 289409999847412 | 4rXDCtvTU86t821S | 4394613154595750
| LineString (8.57534361206461071 53.18352923807670152, 8.5753146950024508 53.18346502500330075) | obWvX1thvj50/fb+ | Connector | 40 | 1 | 2FszB5rlf/ROG80t | XAvkXHOAORsF6LEl | true | 74002266 |  | 13111833190918 | obWvX1thvj50/fb+ | 14798583586907100
| LineString (8.56537840000000017 53.18390910000000105, 8.56520599907338998 53.18390433283799723) | Z2gycYeJdV2owIdw | Residential | 100 | 0.63 | Es0L/4QFnKoNUKbC | w8YjGdJr39ZwE5wy | true | 11532987 | Fresenbergstraße | 107167058504105 | Z2gycYeJdV2owIdw | 14856808858803300
| LineString (8.57042663948013939 53.18419992039689959, 8.57042276000468917 53.18415115002429872) | gf66gI9KUeYmUQcE | Connector | 25 | 1 | qJfhLZUTOvff4MLT | TskHe8ide5qaNA60 | true | 5431716 |  | 310662536621094 | gf66gI9KUeYmUQcE | 4394613154595750
| LineString (8.56936199999999992 53.18219220000000291, 8.56899972236282004 53.18220074661940089) | i4M0QLLAMl98s9xK | Residential | 20 | 1 | w/qiZ+7BAaMHY//X | 1eexWJxgxWHHsJQr | true | 24229025 | Kapitän-Dallmann-Straße | 1 | i4M0QLLAMl98s9xK | 2442449145137490
| LineString (8.5778202414982303 53.182783033586702, 8.57774279999999933 53.18277739999999909, 8.57760674941141943 53.18275963387719685) | FubCJQRL0HIuXrlA | Residential | 100 | 0.63 | X5LIZYFlIBty4f79 | D5qOXAZmHoasTX6s | true | 14517243 | Lüder-Clüver-Straße | 121613967464445 | FubCJQRL0HIuXrlA | 14856808858803300
| LineString (8.57428750017995078 53.18540688740039712, 8.5742517434051102 53.18547226133389927) | juGEfJgpI3KDwKn+ | Residential | 50 | 0.66 | VMwTzVIpdx/93KuS | zmHol3Ij/m+Lw9Ug | true | 76550646 | Heimstättenweg | 164941107215884 | juGEfJgpI3KDwKn+ | 2611239415570130
| LineString (8.56888972129750925 53.18506496373009895, 8.5688906384613901 53.18506495032590209) | 1QiSz+EcFFu5nU/H | Residential | 40 | 0.68 | NUV9wWFboB5dgyqh | g9Acl8xJMf3XCwjM | true | 0.06130646 | Richard-Jung-Straße | 135623403930664 | 1QiSz+EcFFu5nU/H | 14798583586907100
| LineString (8.57326055613557081 53.18311791244919817, 8.57344900808515042 53.18311309532560216) | lw4wU8kbJY85/A/u | Residential | 50 | 0.7544995712122822 | TfU/s+rhlenJrJq2 | pUvKRTlJpnrF7sk9 | true | 12605029 | Eichsfelder Straße | 204152099609375 | lw4wU8kbJY85/A/u | 2611239415570130
| LineString (8.56651360732464973 53.18316945690889952, 8.56658197000072974 53.18339813001699667) | mQ3HaTnsHGXWBGea | Connector | 25 | 1 | CuGjvTI/stM/ZMnH | 6ToqK+hBCjHHyqQw | true | 25846003 |  | 308889827728271 | mQ3HaTnsHGXWBGea | 4394613154595750
| LineString (8.57735379999999914 53.18229079999999698, 8.57746030000000026 53.18224279999999737) | y1vqekmu0XCUKFG/ | Service | 0 | 0 | har9Qmq83tHJz8k1 | ebFInGZL5J9L4Y5N | false | 8897644 |  | 0 | y1vqekmu0XCUKFG/ | 0
| LineString (8.57629850000000005 53.18495680000000192, 8.57629420023008038 53.18495604418279754) | svwgqHb0KKIl26L7 | Residential | 50 | 0.66 | 5VXKiqOrQN807UVQ | gY/UBDvaTRRaNPKH | true | 0.2993773 | Allmersstraße | 172603666076669 | svwgqHb0KKIl26L7 | 2611239415570130
| LineString (8.5695422619130408 53.18396371978960246, 8.56954119999999975 53.18395749999999822, 8.56952449999999999 53.18392240000000015, 8.56948079999999912 53.18389379999999989, 8.56947263770539003 53.18387444460950064) | BabqMqGh64n8+98Y | Service | 40 | 0.72 | ykfThwB+/L7mKxxu | ug6Tmo4CF1t4NDli | true | 11296546 |  | 104419355163584 | BabqMqGh64n8+98Y | 14798583586907100
| LineString (8.56785848983082943 53.18412858826049927, 8.56786681999989064 53.18408979000309955) | toR8/DKfq1q+yJit | Connector | 25 | 1 | VHFy68TbRMGq5fAd | JdTonTu0EwOpIxok | true | 4351914 |  | 37133918762207 | toR8/DKfq1q+yJit | 4394613154595750
| LineString (8.56474740267825929 53.18637513075059786, 8.56475649999999966 53.18639160000000032, 8.56479445992438926 53.18644976325720108) | e/2SkpuBLQ3MdB1X | Residential | 50 | 0.65 | PIiFJa7C/hnPRpwE | #NAME? | true | 8880241 | Besanstraße | 239810298633587 | e/2SkpuBLQ3MdB1X | 2611239415570130
| LineString (8.57261587135410075 53.18537173071030111, 8.57259640000000012 53.18523480000000347) | kxmxoGswbVBuxR7r | Tertiary | 65 | 0.65 | V+hC2sZ7Ue5+HQiw | 73v9tRRQwetyEEqS | true | 1528851 | Mühlenstraße | 490186369037605 | kxmxoGswbVBuxR7r | 506295486315796
| LineString (8.56661374932775033 53.18655172020069699, 8.56690297481202023 53.18653598744860034) | 6hy1fvMK5kQauwJM | Service | 40 | 0.7 | 6pGObcXaF6xlzTQQ | OGGIxnpp2sYIm6Is | true | 19405554 | Kutterweg | 112268979454064 | 6hy1fvMK5kQauwJM | 14798583586907100
| LineString (8.57099347846205006 53.18298662507879726, 8.57102737998427067 53.18293381500279793) | zrYMU1QsBaiTk4Oy | Connector | 50 | 1 | BnQWvtH3gHKDAze0 | NlDOxEYyuh7lNsJ6 | true | 629662 |  | 165543884277344 | zrYMU1QsBaiTk4Oy | 2611239415570130
| LineString (8.56611279573527007 53.18588686103179697, 8.56601738927371059 53.18589175275379688) | AjWUqbaNDTCC3+sd | Residential | 80 | 0.63 | 7nBpLYF7vjR+YNsX | 1v76FNgzq8mKNFlh | true | 63984785 | Küferstraße | 658414794273383 | AjWUqbaNDTCC3+sd | 8519200479572930
| LineString (8.56853579999999937 53.18415339999999958, 8.56849555102887983 53.18415205079399755) | aonFxVtqFq4+DIXM | Residential | 150 | 0.62 | qj578xSr4tXzRX3Z | P9NbBhuY1xkSQoNg | true | 26938286 | Fresenbergstraße | 343010175643921 | aonFxVtqFq4+DIXM | 40530788484379904
| LineString (8.5754105484585903 53.18552977727210163, 8.57546455649904082 53.18554037010230218) | f0v55RcRnhSh/zW3 | Residential | 125 | 0.63 | Q2XSzMRUof/LEPiK | sGK/uRyoAHomLjO2 | true | 37964966 | Johann-Hoppe-Straße | 174697816514969 | f0v55RcRnhSh/zW3 | 25836603610611200
| LineString (8.5656145303033604 53.18591240746069815, 8.5656219800079807 53.18596483502840044) | bncil6rYy6YH2AaO | Connector | 25 | 1 | FTiICaIZvG/Khpc0 | EUgicCbDnCoeV/LB | true | 58535843 |  | 341960411071777 | bncil6rYy6YH2AaO | 4394613154595750
| LineString (8.5790594986639892 53.18526273830399731, 8.57889139527929068 53.18524674429819754) | qB9UeOFY8BRKte3y | Service | 40 | 0.7 | nmUjo5pygMQL7SxZ | iWrpo0zC72tg1hNl | true | 11373282 |  | 133648938751197 | qB9UeOFY8BRKte3y | 14798583586907100
| LineString (8.56490939278340946 53.18488923683280234, 8.56490854499961074 53.18495007502129823) | oZlasumJJ8HyJ5kY | Connector | 25 | 1 | 4PCg4pefE2KPT7Ez | oDLwj+I1+YwdDmZz | true | 67682657 |  | 287440052032471 | oZlasumJJ8HyJ5kY | 4394613154595750
| LineString (8.56724936763876954 53.18582077332030167, 8.56724044000428009 53.18576666001209929) | OKgqwHGQ2topdDEy | Connector | 25 | 1 | g4LKQjM5q/AFD2Eq | Ru9uyP879HI/VdmM | true | 60493975 |  | 297468948364258 | OKgqwHGQ2topdDEy | 4394613154595750
| LineString (8.56518108031434977 53.18593398728369692, 8.56499024201198011 53.1859434081189022) | 9SMSGq3xHCe5btHk | Residential | 80 | 0.63 | 2LrBSL5hFC6IcJSz | lao/oxMcEXDaiB0t | true | 12795266 | Küferstraße | 808206657371542 | 9SMSGq3xHCe5btHk | 8519200479572930
| LineString (8.5675164532798096 53.18306258844670253, 8.56749037500157051 53.18297963500229741) | VMW1Kjrvz7YcDit4 | Connector | 25 | 1 | 8QEx7xN6vEB7nMmu | YdmIL52IKzVLjxEP | true | 939138 |  | 295772247314453 | VMW1Kjrvz7YcDit4 | 4394613154595750
| LineString (8.57466267197476917 53.18466891403450347, 8.57463388999044973 53.18472771500999841) | 073D/Knn0XyIAY4m | Connector | 25 | 1 | EJUWAmwwYCjkZ9Q+ | GcFdOjuVrWvPq9Ig | true | 68182874 |  | 248171482086182 | 073D/Knn0XyIAY4m | 4394613154595750
| LineString (8.5650239999999993 53.18389930000000021, 8.56502548499988947 53.18379485502789805) | Izl4284MbBy8Zdjw | Connector | 25 | 1 | ZyMqhWKR42oR+gVn | mUVuChB+EeTzoiHu | true | 11619548 |  | 320434875488281 | Izl4284MbBy8Zdjw | 4394613154595750
| LineString (8.57792592202570958 53.18355407284290237, 8.5778288000000007 53.18356039999999751, 8.5777439227068708 53.18355875605470118) | 2vA/enXHANEOVq7Y | Tertiary | 40 | 0.7 | Zt4iyE/QAnF1Gzaq | k6KFBHwPkvVY5APS | true | 122033 | Fresenbergstraße | 133070243263268 | 2vA/enXHANEOVq7Y | 14798583586907100
| LineString (8.56691821861901914 53.1849882025099987, 8.56707522500055063 53.18490633500000087) | 0aJ/Ncgi/+ennSUu | Connector | 25 | 1 | YKHmMREs5BplJloB | Izj907KMOuTz/Kwz | true | 13893287 |  | 303751087188721 | 0aJ/Ncgi/+ennSUu | 4394613154595750
| LineString (8.57947240000000022 53.18504839999999945, 8.57946333856510002 53.18511131506299705) | mMLvtdzzvMnvPRiI | Service | 25 | 1 | 4tWNB1OmSmtoVKsJ | bxMVLZCzEVlyBLh0 | true | 7025213 |  | 338350486755371 | mMLvtdzzvMnvPRiI | 4394613154595750
| LineString (8.57094772559696949 53.18367583313830238, 8.57077296198679051 53.18349524915890214) | v6jAJk9NEvNwLnvf | Residential | 32 | 1 | HHLC/UKFjwI40FW0 | +/rOiB2bXNC9hE53 | true | 23237331 | George-Albrecht-Straße | 488611602783203 | v6jAJk9NEvNwLnvf | 8343616479046430
| LineString (8.56543208624120034 53.18489186382689837, 8.56543112999947986 53.18496054502099923) | /4kW22nBRrmOhFBz | Connector | 25 | 1 | 9V2u1vJOj2KN//Wa | s7UApX2VubN7uKVb | true | 7640802 |  | 289770851135254 | /4kW22nBRrmOhFBz | 4394613154595750
| LineString (8.57554840000000063 53.18174640000000153, 8.57577869000322046 53.18177140000469905) | DrpJxESW8RtLMpDH | Connector | 25 | 1 | 0FFb6OrrOV0OKOGG | Wb9sVn3iukH2k085 | true | 15639294 |  | 307529315948486 | DrpJxESW8RtLMpDH | 4394613154595750
| LineString (8.57557629205773075 53.18145822000929712, 8.57557480000011019 53.18152390500549842) | vPHq17If+tViO5vZ | Connector | 25 | 1 | uzq2L6TX6s81g1Bb | BMjd5i3EnMgCTfd8 | true | 7307891 |  | 320968894958496 | vPHq17If+tViO5vZ | 4394613154595750
| LineString (8.57623623748743924 53.1843924614522976, 8.57620404497106925 53.18444792502540253) | QMkYZJI5BOKxfmfD | Connector | 25 | 1 | 0fOOuRrYIuWZk6f4 | aEFFAjkuOdBz7Igl | true | 6534391 |  | 301143169403076 | QMkYZJI5BOKxfmfD | 4394613154595750
| LineString (8.5738368440631394 53.18310231394949739, 8.57403009929945981 53.18309681109540321) | h8UAlx/jtY3XsXSg | Residential | 50 | 0.62 | 6emOjIOBY79X8jcG | 0SrdhZqkAknyReXz | true | 12929126 | Eichsfelder Straße | 255617087783813 | h8UAlx/jtY3XsXSg | 2611239415570130
| LineString (8.57544319080951922 53.18627089699059951, 8.57547126999551068 53.18622917000330119) | WbVUJR6iWdo+VRYZ | Connector | 25 | 1 | 9r9c+RGljeEFfqWn | c2uHmyB65lm9u410 | true | 500684 |  | 298535785675049 | WbVUJR6iWdo+VRYZ | 4394613154595750
| LineString (8.57350989508394967 53.18523419291570065, 8.57350208499845934 53.18531011000450093) | snR6JJ1qspuZE+/0 | Connector | 20 | 1 | 1aQEQk4bwR2QPljO | NpNrU6hW6Nyu/CqO | true | 8461609 |  | 241412315368652 | snR6JJ1qspuZE+/0 | 2442449145137490
| LineString (8.56129699999999971 53.18228009999999983, 8.56139480000000042 53.18229410000000001, 8.56144190000000016 53.18230489999999833) | ZnhghdXrWnKcCIhg | Service | 25 | 1 | V6iJUlX8+jPVDBBk | oz1HNVXce+czfC/9 | true | 10087901 |  | 415691871643066 | ZnhghdXrWnKcCIhg | 4394613154595750
| LineString (8.57329862785853081 53.18522865661390142, 8.57329957499952044 53.18515763000449681) | 397oNqlt36bI8Gjw | Connector | 20 | 1 | qPFuNzg7sK2r7+hC | Rg/Rccrbxmu9vBop | true | 79017043 |  | 241696529388428 | 397oNqlt36bI8Gjw | 2442449145137490
| LineString (8.57456964033191049 53.1853670046073006, 8.57453517998719938 53.18543495001200228) | RhL0ougynqkFdUNW | Connector | 25 | 1 | a1U1offP8KzlPVNn | +3hxngXElvLpfbg5 | true | 7901663 |  | 278869361877441 | RhL0ougynqkFdUNW | 4394613154595750
| LineString (8.57239087390716037 53.18279305084740116, 8.57229796501277086 53.18278457000069892) | r9pb626LxqKqOPuK | Connector | 25 | 1 | gzj/F+1NEPC5tivD | t/pddxQPZjU+jBhf | true | 62801204 |  | 368651351928711 | r9pb626LxqKqOPuK | 4394613154595750
| LineString (8.57516458994290964 53.18620325466550014, 8.57523993773616056 53.18622154866339713) | G+tTfJGBJIxe32+E | Residential | 32 | 0.81 | uGxI/s3mLp0pbLDj | Xp0z4/ojZlt0iRts | true | 54306417 | Heimstättenweg | 479715535354335 | G+tTfJGBJIxe32+E | 8343616479046430
| LineString (8.57650143022291012 53.18582839726809652, 8.57650546449552031 53.18582975311930028) | 35q317tbcJhSbt3P | Residential | 125 | 0.63 | fRCdO4czCMmGJNWp | rdklJfvPWwaZOEMp | true | 0.3089082 | Johann-Hoppe-Straße | 161270495830534 | 35q317tbcJhSbt3P | 25836603610611200
| LineString (8.57557629205773075 53.18145822000929712, 8.57578168668161034 53.18145990355669994) | oB9JL6xs5N3izHL8 | Secondary | 300 | 0.62 | uzq2L6TX6s81g1Bb | nJqTjnA3UUFwb+LS | true | 13727662 | Landrat-Christians-Straße | 149733704735565 | oB9JL6xs5N3izHL8 | 22175056343226800
| LineString (8.57792592202570958 53.18355407284290237, 8.5779057950015094 53.1834425900965968) | DBtNFyJA3/f4sv+p | Connector | 32 | 1 | Zt4iyE/QAnF1Gzaq | hpN7CjPHbTv/zzn6 | true | 12474763 |  | 523257102966309 | DBtNFyJA3/f4sv+p | 8343616479046430
| LineString (8.57870433639448038 53.17986222327319723, 8.57859729978163976 53.17987804001810304) | s3YJYaFuS2dwVO/S | Connector | 50 | 1 | VLC+K6kMAVMafuM5 | rrETTPFTshIAsJbz | true | 7366671 |  | 224211135864258 | s3YJYaFuS2dwVO/S | 2611239415570130
| LineString (8.57301484999999985 53.18383860000000141, 8.57302608894202045 53.18390888666206706) | 504+vmkMksNHzB3k | Connector | 32 | 1 | 3kSb6I3gPDk5xBup | #NAME? | true | 7858184912550790 |  | 773619766235352 | 504+vmkMksNHzB3k | 8343616479046430
| LineString (8.57826729552870937 53.18349013547199888, 8.57818729999999974 53.18350850000000207, 8.5779858921124994 53.18354601300139706) | X9z0YJdTPwNIwAj+ | Tertiary | 32 | 0.75 | uKPJWoxCNv39bp/M | iTxfUqPCZWGA5OIv | true | 19814302 | Fresenbergstraße | 772914719581604 | X9z0YJdTPwNIwAj+ | 8343616479046430
| LineString (8.56790640000000003 53.18413230000000169, 8.56790640000000003 53.18413230000000169, 8.56785848983082943 53.18412858826049927) | SnWQFLTxKwljFoIN | Residential | 150 | 0.62 | bDgfbQsWKz2wslJp | VHFy68TbRMGq5fAd | true | 32281241 | Fresenbergstraße | 336712777008057 | SnWQFLTxKwljFoIN | 40530788484379904
| LineString (8.57611254960304947 53.18492411331369851, 8.57601450113939023 53.18490687804629857) | wNOjk6xKc1TPMM2w | Residential | 50 | 0.65 | XmlMK1141+XpRvnC | OfGpn/4TU4BxYB7N | true | 682677 | Allmersstraße | 206619788932789 | wNOjk6xKc1TPMM2w | 2611239415570130
| LineString (8.57849679999999992 53.18520920000000274, 8.57857259999999933 53.18489660000000185) | nb+MUJlMP4SvnnPG | Secondary | 50 | 0.68 | e14lwBhQMEtRYChc | 73yFdSu2aEcniUzt | true | 3514255 | Lüssumer Straße | 152849563903816 | nb+MUJlMP4SvnnPG | 2611239415570130
| LineString (8.57645104186964069 53.18443744884989854, 8.57623623748743924 53.1843924614522976) | aJ92KP7qVEn8OesY | Residential | 50 | 0.67 | 8Rq8+FE4zujjLeWF | 0fOOuRrYIuWZk6f4 | true | 15201683 | Cord-Steding-Straße | 169158283481607 | aJ92KP7qVEn8OesY | 2611239415570130
| LineString (8.57555627167021051 53.18256145463450224, 8.57556452998992924 53.18252348002089747) | 0hl6caGX3pQwhjW9 | Connector | 32 | 1 | fGHehgns8uDUnYNa | FK1zqpWTeahioO6L | true | 4260431 |  | 598574028015137 | 0hl6caGX3pQwhjW9 | 8343616479046430
| LineString (8.57263470000000005 53.18658090000000271, 8.57265798198167062 53.18651158121009814) | B7u6IOrn/2BAK543 | Tertiary | 50 | 0.72 | uL689R1zoJGekykz | gQ8BXMM7WbYByaGP | true | 78668284 | Mühlenstraße | 159919991455099 | B7u6IOrn/2BAK543 | 2611239415570130
| LineString (8.56899916896398928 53.18571732464150159, 8.56898993500782957 53.18565988002460188) | dZdDaXva5bj8XM+u | Connector | 25 | 1 | hIQ/XaFQlHMNbXnf | hEebPv34LVHQLFsI | true | 64202256 |  | 302407779693604 | dZdDaXva5bj8XM+u | 4394613154595750
| LineString (8.56535620000000009 53.18291969999999935, 8.56519383950099922 53.18294838266820079) | fszy/kBanad78a31 | Residential | 65 | 0.64 | NYvIvIcjNhkgYyf/ | oRkO0qiKcJ2BVQ6X | true | 11309537 | Kapitän-Dallmann-Straße | 496272674560547 | fszy/kBanad78a31 | 506295486315796
| LineString (8.5676117000000005 53.18007000000000062, 8.56748969999999943 53.17994329999999792) | wwY8SA+/98STAFdf | Service | 100 | 1 | s4zFOP5JeOCyAUoL | /a3rIL2n7i+5np3e | true | 1628328 |  | 144393188476562 | wwY8SA+/98STAFdf | 14856808858803300
| LineString (8.57483288059357918 53.18469897569840299, 8.57486117998791997 53.18464116001189979) | MU9n1lCh88IZ1FCc | Connector | 25 | 1 | P4fELVOfz6r8jwrb | KGHavwhqwWWFq9iI | true | 6704032 |  | 302492084503174 | MU9n1lCh88IZ1FCc | 4394613154595750
| LineString (8.57527173405934917 53.18517591188749805, 8.57509993673381921 53.18514486449829803) | X5BU1Pe+OHVuNN/5 | Residential | 40 | 0.67 | tUNytv5sQeGMDG5h | Y8MdiDVUgx+W4Gzn | true | 11988429 | Dilichplatz | 142443563156121 | X5BU1Pe+OHVuNN/5 | 14798583586907100
| LineString (8.5790594986639892 53.18526273830399731, 8.57906966999880005 53.18522416500299954) | DHMfB7BRE3XnGFTS | Connector | 32 | 1 | nmUjo5pygMQL7SxZ | gNPbvm2HITOqdjpD | true | 43446326 |  | 465443229675293 | DHMfB7BRE3XnGFTS | 8343616479046430
| LineString (8.57536697061422082 53.18519312300959712, 8.57527173405934917 53.18517591188749805) | dUuhqixoAAcgu9ME | Residential | 40 | 0.67 | Fi/8PXYG8wchqJen | tUNytv5sQeGMDG5h | true | 6645828 | Dilichplatz | 123328467807791 | dUuhqixoAAcgu9ME | 14798583586907100
| LineString (8.56964247893069953 53.18520154177610237, 8.56981382499608912 53.18513979500030331) | lVFyLcK0SyzZ2933 | Connector | 32 | 1 | BsdSJxoxKeq25pns | LxS59MEYuWn75D7W | true | 13352382 |  | 563691062927246 | lVFyLcK0SyzZ2933 | 8343616479046430
| LineString (8.57265798198167062 53.18651158121009814, 8.57266120000000065 53.18650199999999728, 8.5726981999999996 53.1862938000000014, 8.57270439999999923 53.1862591000000009) | NykD82lcq0WJqso9 | Tertiary | 50 | 0.7 | gQ8BXMM7WbYByaGP | Mx60Wk0B6kN+hLZT | true | 28262848 | Mühlenstraße | 179672611618065 | NykD82lcq0WJqso9 | 2611239415570130
| LineString (8.56657530000000023 53.18401060000000058, 8.5665593609195696 53.18409465839940253) | ffnc2Y27gC45qqzA | Service | 125 | 0.62 | LvYBV+EoIO75aJ0p | 3xfug1yTUrDm/MLR | true | 9411657 | Hootjeweg | 18115505821991 | ffnc2Y27gC45qqzA | 25836603610611200
| LineString (8.57629058699884972 53.1863366089113967, 8.5763354222319208 53.18628611723350019) | LUXZO5ljgvgmxqMc | Residential | 65 | 0.66 | #NAME? | epzwq9Or8xtybtKx | true | 6366058 | Wigmodistraße | 382313770408626 | LUXZO5ljgvgmxqMc | 506295486315796
| LineString (8.56823189894013204 53.18129818135018638, 8.56830334566557994 53.18150155932040235) | 24ZLOQKSr9SS/8vR | Connector | 65 | 1 | w85yriDVfvLLb5vR | VHREYofbjE2RJ7OR | true | 23132402088980500 |  | 308082458496094 | 24ZLOQKSr9SS/8vR | 506295486315796
| LineString (8.56502127125090951 53.18297443170639838, 8.56499246123047087 53.18297804231490034) | lAxKfxBWIjSZ4QFQ | Residential | 80 | 0.64 | hhi30PV/kehUtGVQ | u84CVeuXtNUw14hc | true | 19667403 | Kapitän-Dallmann-Straße | 537060017089844 | lAxKfxBWIjSZ4QFQ | 8519200479572930
| LineString (8.5790787139283502 53.18284324170829791, 8.57907311496179048 53.18288934513279997) | 3UYudn6vsTwR6PZ4 | Connector | 50 | 1 | Ti3xEESWF1IzAVte | zn8flSPMyZykOV9Q | true | 5142464 |  | 155636795043945 | 3UYudn6vsTwR6PZ4 | 2611239415570130
| LineString (8.57282572285474309 53.18144134677390156, 8.57302980000000048 53.18145049999999685, 8.5733593999999993 53.18144970000000171, 8.5734479600932243 53.18144947727152783) | m2+FVeAH8MCUTtfO | Secondary | 250 | 0.62 | g7zIKzuQL9JgKwvT | yVohsziqOWd03KiA | true | 4163814064733820 | Landrat-Christians-Straße | 125417527990341 | m2+FVeAH8MCUTtfO | 14205243033783600
| LineString (8.56640600000000063 53.18647130000000089, 8.56649829999999923 53.186557999999998, 8.56661374932775033 53.18655172020069699) | 69Qqooe54xjvFTOM | Service | 40 | 0.68 | f1xQHqflW0sp8p0C | 6pGObcXaF6xlzTQQ | true | 191945 | Kutterweg | 129157433853135 | 69Qqooe54xjvFTOM | 14798583586907100
| LineString (8.5743916716683195 53.18236038473939686, 8.57427569999999939 53.18231999999999715, 8.57417636325813959 53.18229322948160132) | U5aCeKxP7nzV8FJV | Residential | 50 | 0.67 | w5jJsAembKRJ1O0A | FhqCAfY10Sgh403n | true | 16234056 | Lüder-Clüver-Straße | 153768101520538 | U5aCeKxP7nzV8FJV | 2611239415570130
| LineString (8.56783989999999918 53.18225269999999938, 8.56759519999999952 53.1822835999999981) | xFlMOjXJ9P/4ygLv | Residential | 0 | 0 | oA9ZqKI4vZuqtF9h | CtajKmPK3+Rd9YKa | false | 16710226 | Kapitän-Dallmann-Straße | 0 | xFlMOjXJ9P/4ygLv | 0
| LineString (8.57249818408440944 53.18438513946399837, 8.57259248499797977 53.18438250000040313) | YF7ta6YgEqvp9JHK | Connector | 25 | 1 | CQfhwCQAK79jpOQ0 | ceKnXbWpJM1SGazQ | true | 6308476 |  | 428345527648926 | YF7ta6YgEqvp9JHK | 4394613154595750
| LineString (8.57286140000000074 53.17871039999999994, 8.57285970000000042 53.17865979999999837) | qTGXa38mRYASvLVe | Unclassified | 125 | 0.75 | 4tL4Im/FtpOBA+Qj | aNAo1/OoJyqIAFx/ | true | 56302056 | Marschgehren | 163830223846436 | qTGXa38mRYASvLVe | 25836603610611200
| LineString (8.57391414507081961 53.18526181914729989, 8.57396929999998925 53.18526640000000327, 8.5739953335527499 53.18527050156119884) | cycjgedFrxFKsQCX | Residential | 125 | 0.62 | iQfe83ZJ0fynkuBp | IX24Wv8Vzvxa2SVW | true | 55191984 | Johann-Hoppe-Straße | 226796226577758 | cycjgedFrxFKsQCX | 25836603610611200
| LineString (8.56724936763876954 53.18582077332030167, 8.56723380000000034 53.1858216999999982, 8.56720894117196963 53.18582326001310179) | qnfSBWavGDRdgC6e | Residential | 65 | 0.64 | g4LKQjM5q/AFD2Eq | kuvCaCEr4vHrD0Ql | true | 27155368 | Küferstraße | 440458575439465 | qnfSBWavGDRdgC6e | 506295486315796
| LineString (8.57721649269577036 53.18514179508559891, 8.5771786749872696 53.18520056000969731) | CYO+kgHGDc1P7HEf | Connector | 25 | 1 | hb8w2VMhHiGCYok5 | TjJWf4CedO32lOlR | true | 70088277 |  | 284731540679932 | CYO+kgHGDc1P7HEf | 4394613154595750
| LineString (8.57134365019093991 53.18207296494929892, 8.57135719500909055 53.18213412501660287) | ypsZqhSFkRQodt7y | Connector | 25 | 1 | JkM1/ZkcJ4v1wjKg | 1V+DSA8RaFaSkd4j | true | 6863779 |  | 298933734893799 | ypsZqhSFkRQodt7y | 4394613154595750
| LineString (8.56788776091709003 53.1863504761114001, 8.56785584500154052 53.18630712500370095) | q7u31GQi93hLY0tx | Connector | 25 | 1 | Pv3uoyDp+sskrfQo | 9+bjSv5cmVXDtcCh | true | 5273169 |  | 291106300354004 | q7u31GQi93hLY0tx | 4394613154595750
| LineString (8.57747395735303009 53.18153088714449694, 8.57756030000000003 53.18154289999999662, 8.57764470000000046 53.1815568999999968) | qNWOr73Qa7OhPTMs | Secondary | 300 | 0.62 | ekwTnAE3R5afqeTV | /EZ0nPNWRnKzgD// | true | 11774401 | Landrat-Christians-Straße | 169827230595779 | qNWOr73Qa7OhPTMs | 22175056343226800
| LineString (8.58174349999999997 53.18285180000000167, 8.5818721999999994 53.18278289999999942, 8.58234810000000081 53.18246789999999891) | ecp1QOPKoP45xcu3 | Secondary | 80 | 0.65 | j5vnSfuymG/a7+Ev | UkBg25zOO4GRjcJu | true | 58843052 | Landrat-Christians-Straße | 550922814464546 | ecp1QOPKoP45xcu3 | 8519200479572930
| LineString (8.57442409999999988 53.17712070000000324, 8.57483357056129059 53.17754767006189809) | F7brSubcNHQmAjMc | Construction | 0 | 0 | 4+G5IlVUxunIdgAK | ceppiuOUNi3KE92s | false | 54818817 |  | 0 | F7brSubcNHQmAjMc | 0
| LineString (8.56820289817241054 53.1857640676351977, 8.56821072000255946 53.18581181500839961) | 2UpSLtnZe/ka29qp | Connector | 25 | 1 | GpYQX/OFPMmj3LfV | EtmURXB+ipBcHbMp | true | 53373766 |  | 279819850921631 | 2UpSLtnZe/ka29qp | 4394613154595750
| LineString (8.57624208805587962 53.1826152730551982, 8.57615725022401953 53.18260861575380005) | 0ObyRWs9Oq5VOWnY | Residential | 50 | 1 | yuvoJHNB7IsvrVei | 38+N/FdsUAp6HnU5 | true | 571767 | Lüder-Clüver-Straße | 202887928009048 | 0ObyRWs9Oq5VOWnY | 2611239415570130
| LineString (8.57077296198679051 53.18349524915890214, 8.57041019999999953 53.18312039999999996) | 1fqZQKAOPOXfcsU0 | Residential | 0 | 0 | +/rOiB2bXNC9hE53 | hBX4uH27mfjfNBdF | false | 4823504 | George-Albrecht-Straße | 0 | 1fqZQKAOPOXfcsU0 | 0
| LineString (8.56612462667301955 53.18396473730749818, 8.56614240499638058 53.18390170002069794) | 8sqX014Pb1Czix2t | Connector | 25 | 1 | snXnjV2V/BFLYAfM | cguBRlz0TsUDfhDt | true | 71125927 |  | 310389080047607 | 8sqX014Pb1Czix2t | 4394613154595750
| LineString (8.57241994627806925 53.18478343521169904, 8.57220539999999964 53.18485760000000084) | dSEEAPumIiq9RJz4 | Residential | 65 | 0.65 | laP8z5ewNsXQAyXz | Z98fZIuqwaQPCAhm | true | 16541386 | Küferstraße | 332360375213611 | dSEEAPumIiq9RJz4 | 506295486315796
| LineString (8.56843774003790948 53.18221400235550078, 8.56841239999999971 53.18221460000000178) | M9nvgIuqEB4Cccd3 | Residential | 40 | 0.67 | Cz5eTtN6dK5FRL/m | #NAME? | true | 16947331 | Kapitän-Dallmann-Straße | 130957097816467 | M9nvgIuqEB4Cccd3 | 14798583586907100
| LineString (8.57195105061892626 53.181356582375507, 8.57208530180526118 53.18137082119270787) | vlMS1vqtyacR7WcY | Secondary | 100 | 0.63 | HariN7fueM9IAkCB | hbJ7aLoGqZRiLjGX | true | 9114249555998340 | Weserstrandstraße | 137577182945251 | vlMS1vqtyacR7WcY | 14856808858803300
| LineString (8.58132197456147061 53.18483080970570143, 8.58137310000510034 53.18483306000150179) | VFD9R3bB+dMtKNNz | Connector | 25 | 1 | cLYThER2HM6tA7qR | 4uSftPDWqlVPnm+v | true | 34255693 |  | 428376693725586 | VFD9R3bB+dMtKNNz | 4394613154595750
| LineString (8.57693221081454915 53.18567888197709692, 8.57698500000000053 53.18563979999999702, 8.57706827054325061 53.18559041137429944) | kHuXNgRB8Ys4vxhD | Residential | 100 | 0.63 | roX5svhpTsu3A9Kb | CewtUNUeJtPC8DkS | true | 13418586 | Wigmodistraße | 110750171848299 | kHuXNgRB8Ys4vxhD | 14856808858803300
| LineString (8.57607639940779087 53.18146231859429918, 8.57607503000071958 53.18152263502700094) | #NAME? | Connector | 25 | 1 | 3hYIW2Cw5pkOoaAc | TkdZY33LMTdkdZFR | true | 6710602 |  | 350110206604004 | #NAME? | 4394613154595750
| LineString (8.58384749999999919 53.18111079999999902, 8.58432900000000032 53.18130010000000141, 8.58439510000000006 53.18132359999999892) | 2EOVZwtykO73cgby | Unclassified | 0 | 0 | SODZP4gP/ufuFcU2 | vqCjnMexAGyFOWyV | false | 4358995 | Zur Westpier | 0 | 2EOVZwtykO73cgby | 0
| LineString (8.57831260000000029 53.17899200000000093, 8.57889459405514998 53.17889626342930143) | 9HH210jB/gvRKH8W | Unclassified | 40 | 1 | S5Y5UZWTz6aM/mQ/ | 1kFqmPhVpCkCkldI | true | 4032828 | Zum Kammstuhl | 125376281738281 | 9HH210jB/gvRKH8W | 14798583586907100
| LineString (8.56460070947161967 53.1839043731714014, 8.56457389999999918 53.1839051999999981) | Xt/i3IFvn8IxaAfd | Residential | 100 | 0.63 | XdP3hQsc1k7imcTe | lv5zUkHsgDQIqSus | true | 17939177 | Fresenbergstraße | 986506839981079 | Xt/i3IFvn8IxaAfd | 14856808858803300
| LineString (8.5649625849290203 53.18389930005090349, 8.56476520000000008 53.18389930000000021, 8.56460070947161967 53.1839043731714014) | BGQ6DqFE1Jjg1wTX | Residential | 100 | 0.63 | jnZy2MmQvPMJrfao | XdP3hQsc1k7imcTe | true | 2419701 | Fresenbergstraße | 101215002742767 | BGQ6DqFE1Jjg1wTX | 14856808858803300
| LineString (8.56964247893069953 53.18520154177610237, 8.56965287086718064 53.18521194684159781) | VXMyo2Y6AKLsnd+R | Residential | 32 | 1 | BsdSJxoxKeq25pns | y9a6zFsfbR1U3EuU | true | 13498492 | Richard-Jung-Straße | 563691062927246 | VXMyo2Y6AKLsnd+R | 8343616479046430
| LineString (8.57510841680458924 53.18618961611910123, 8.57516458994290964 53.18620325466550014) | TFzWx0NyLlPi8s50 | Residential | 25 | 1 | WRYMdzRaz4PELxCP | uGxI/s3mLp0pbLDj | true | 40486445 | Heimstättenweg | 296125221252441 | TFzWx0NyLlPi8s50 | 4394613154595750
| LineString (8.57456964033191049 53.1853670046073006, 8.57473410000000058 53.18539710000000298) | /e9y9nlmjIdo4j+H | Residential | 125 | 0.62 | a1U1offP8KzlPVNn | 72SSCDRVp6l6cde/ | true | 11488395 | Johann-Hoppe-Straße | 20330746506119 | /e9y9nlmjIdo4j+H | 25836603610611200
| LineString (8.56845705742727937 53.18507128629769909, 8.56845940000144068 53.1851291350170996) | 5yG/k5RrzlChhPnT | Connector | 25 | 1 | 8gj5MYbfqjB2Kec/ | Ol4oaHr/DMecQKTi | true | 64373636 |  | 328785514831543 | 5yG/k5RrzlChhPnT | 4394613154595750
| LineString (8.56534029178548018 53.18649993646310037, 8.56532354500616044 53.18642452001599708) | ilGCs6S6+OuolkNC | Connector | 25 | 1 | D7/zI4WSVTWLY9Do | bleETvq2gt++FEie | true | 846411 |  | 296125316619873 | ilGCs6S6+OuolkNC | 4394613154595750
| LineString (8.57745410000000064 53.18273969999999906, 8.57726928054417925 53.1827162785365033) | ACqpdxbF4PlCPcvP | Residential | 65 | 0.62 | B53wocM8w5MlygLD | lbW6L9eesmvNVFFP | true | 12622834 | Lüder-Clüver-Straße | 322873901100189 | ACqpdxbF4PlCPcvP | 506295486315796
| LineString (8.5676244504486192 53.18579844550450275, 8.56745929507463089 53.18580827697199709) | rFER7OGzMm1COlmg | Residential | 65 | 0.64 | Rm/1TzYvuoTS4mY6 | Hm4vMxDK2VpgkzDc | true | 11090174 | Küferstraße | 38046813476563 | rFER7OGzMm1COlmg | 506295486315796
| LineString (8.57554035766091971 53.18522445723459668, 8.57555861499055005 53.1851880050095005) | AwFQXELO5f6AfKls | Connector | 25 | 1 | hC1Rwa62AnkDm2SB | JeEiyywe0Q7174C/ | true | 4234726 |  | 285337829589844 | AwFQXELO5f6AfKls | 4394613154595750
| LineString (8.57302989999999987 53.18207259999999792, 8.57300972378562953 53.18206916098230153) | 0YX0VylHlLm92nX3 | Residential | 32 | 0.72 | ZcJstD01+nR3GQK6 | hxe8gGicV0OE0LRI | true | 14015694 | Lüder-Clüver-Straße | 706033039855957 | 0YX0VylHlLm92nX3 | 8343616479046430
| LineString (8.57388692725793078 53.18525955858189747, 8.57391414507081961 53.18526181914729989) | 667koDbi89BtOixd | Residential | 125 | 0.62 | HAMl5YSP+71zbcjh | iQfe83ZJ0fynkuBp | true | 18360908 | Johann-Hoppe-Straße | 228552443675994 | 667koDbi89BtOixd | 25836603610611200
| LineString (8.57367187592575952 53.18380591244849853, 8.57357490000000055 53.18382230000000277) | kCWgwBJKRGMXOmbA | Tertiary | 0 | 0 | v95EemOMLVv0azvP | 4fNoZeRdJCtOTKEM | false | 67320256 | Fresenbergstraße | 0 | kCWgwBJKRGMXOmbA | 0
| LineString (8.57706827054325061 53.18559041137429944, 8.57713878504213056 53.1855485883563972) | rzQZe2rmuoqWqzOR | Residential | 100 | 0.63 | CewtUNUeJtPC8DkS | gt8ayEPKDH5iRLZ7 | true | 66219354 | Wigmodistraße | 109225177425385 | rzQZe2rmuoqWqzOR | 14856808858803300
| LineString (8.56515510894675991 53.18489047205819986, 8.56529044969311038 53.18489115220530294) | HB0hzPmt5wu2HnVe | Residential | 100 | 0.63 | 5VoW5mGed7mYb+Pd | leflFFuBaDE288mf | true | 904433 | Richard-Jung-Straße | 13798038051796 | HB0hzPmt5wu2HnVe | 14856808858803300
| LineString (8.5779858921124994 53.18354601300139706, 8.57802141000214036 53.18361482501119752) | EHLuZLvj1IIZ6CW8 | Connector | 25 | 1 | iTxfUqPCZWGA5OIv | IlUyLaIRekE99Bxl | true | 8014603 |  | 347193412780762 | EHLuZLvj1IIZ6CW8 | 4394613154595750
| LineString (8.57595762085374957 53.18259295040999746, 8.57581505399966026 53.18258176267229942) | YMXP8EbuQaZAAKvQ | Residential | 40 | 1 | NR5GMd4dTWidGAB+ | /LcQKeXZMnkDZLSh | true | 9608345 | Lüder-Clüver-Straße | 91892219543472 | YMXP8EbuQaZAAKvQ | 14798583586907100
| LineString (8.56569621896391986 53.1839263216489968, 8.56567070000000008 53.18392419999999987, 8.56546551440204951 53.18391360034109994) | 8pSS4m6xjmO81T3Z | Residential | 100 | 0.63 | kNK3ZremoY6zZuCC | pbKCciP3LtojMWnw | true | 15483821 | Fresenbergstraße | 115135895204544 | 8pSS4m6xjmO81T3Z | 14856808858803300
| LineString (8.56308632753620991 53.18383495321530319, 8.56323513949575954 53.18395874761390019) | MHXthCPBvEVkZh4r | Service | 25 | 1 | VPdXu8laynie9Wla | VdW5VH0H4D3vcNp6 | true | 16986792 | Bahrsweg | 29705659866333 | MHXthCPBvEVkZh4r | 4394613154595750
| LineString (8.56652045517870953 53.18437991187470004, 8.56652069999999988 53.18439719999999937, 8.56652843061698022 53.1844728843679988) | YVnzSZ243xhGmVW2 | Service | 125 | 0.62 | BK/zbnlhOUxGwTNt | n2YneJYsBR8qkJi7 | true | 10358755 | Hootjeweg | 175460474914551 | YVnzSZ243xhGmVW2 | 25836603610611200
| LineString (8.56875276707610034 53.18220657199510271, 8.56874865000350994 53.18214358502419969) | WNZF+wcdD9I7XktI | Connector | 32 | 1 | Rtcjly2GvEh8qdH7 | w4KqVletDyr50DrG | true | 7012468 |  | 49262264251709 | WNZF+wcdD9I7XktI | 8343616479046430
| LineString (8.57649377729664053 53.18610778288989849, 8.57630441498013951 53.18604711501080118) | LUgVogSNQwDEPaMy | Connector | 25 | 0.81 | sxWk0mDkCi2wu3Vk | MVnz3b38Jy25Gl1f | true | 14340976 |  | 398729347229237 | LUgVogSNQwDEPaMy | 4394613154595750
| LineString (8.57713878504213056 53.1855485883563972, 8.57703749501697921 53.18548697000620251) | +064ribyZLrI2CUD | Connector | 20 | 1 | gt8ayEPKDH5iRLZ7 | jgShoLILR92DcH5F | true | 9633335 |  | 242018222808838 | +064ribyZLrI2CUD | 2442449145137490
| LineString (8.57148727266451083 53.18327593446839785, 8.57159599999999955 53.18338119999999947, 8.57158549999999941 53.18350099999999969, 8.57160440000000001 53.18355780000000266, 8.5716615201585693 53.18362504145719782) | a8eRG7BKasRIEdXQ | Service | 0 | 0 | dZCadOy8tZQ3P3Fr | WCfY02OAHSEa+p+Y | false | 41968914 |  | 0 | a8eRG7BKasRIEdXQ | 0
| LineString (8.56697136270810944 53.18243574890539804, 8.56685373583908039 53.18247240394750008) | cDcSCDxE4kYS8VP5 | Residential | 50 | 0.7 | Y70kyg5S5erHVWTi | VGkm9z9aYDqevLfV | true | 8855466 | Kapitän-Dallmann-Straße | 227537541580212 | cDcSCDxE4kYS8VP5 | 2611239415570130
| LineString (8.57497788047483667 53.18145240734568802, 8.57501032524496587 53.18145287649929998) | fNdl3/fuWaMNrsfo | Secondary | 250 | 0.62 | GsJaQ+o0NqPvW/W7 | MZOLoHj583QiXnQE | true | 21697369551866600 | Landrat-Christians-Straße | 129553639936447 | fNdl3/fuWaMNrsfo | 14205243033783600
| LineString (8.56407206084266015 53.18402838494989737, 8.56399680297396948 53.18405546693030317) | WgslT2yuzMPHDHYM | Residential | 32 | 1 | cLDEOwl3DPBFCPJf | cAdCj5Pg3v5FELGk | true | 5862506 | Fresenbergstraße | 51041633605957 | WgslT2yuzMPHDHYM | 8343616479046430
| LineString (8.56384538010837915 53.1831047432774966, 8.56367095256666033 53.18312507150670143) | UMuauWSkjnjLrTz4 | Residential | 40 | 0.68 | sXx8xyA83V7VcytN | mPFyi305FeqsDyFi | true | 118737755 | Kapitän-Dallmann-Straße | 133857605972269 | UMuauWSkjnjLrTz4 | 14798583586907100
| LineString (8.56308632753620991 53.18383495321530319, 8.56327085997838999 53.18375491000379895) | ej/15Z61G6flA3jn | Connector | 25 | 1 | VPdXu8laynie9Wla | OvetEIkptjMCnXZE | true | 15210415 |  | 294684410095215 | ej/15Z61G6flA3jn | 4394613154595750
| LineString (8.57720905723039984 53.18459737095989937, 8.57723986997775079 53.18454561501889799) | LuKEglr4hjAPS2Z7 | Connector | 25 | 1 | 33HZQhE9x5bbDBR1 | uFwYauzzurlw79k6 | true | 61147604 |  | 323196601867676 | LuKEglr4hjAPS2Z7 | 4394613154595750
| LineString (8.57517490000000038 53.17749560000000031, 8.57615919999999932 53.17718390000000284) | teHzFBLhtLUdb0mg | Service | 32 | 1 | Xk7IsNl27iNZFem7 | zdWEYJmO8XZEhdGJ | true | 7436556 |  | 729808044433594 | teHzFBLhtLUdb0mg | 8343616479046430
| LineString (8.57020926947797967 53.18214972136029672, 8.57020248501375015 53.18210755000919931) | qqPUo6tc3BSoMUF/ | Connector | 40 | 1 | LMR5YPen7Ld4iWUZ | eHgQSQny2xBSFYF5 | true | 4713265 |  | 109076133728027 | qqPUo6tc3BSoMUF/ | 14798583586907100
| LineString (8.57674400865514919 53.18349434630579964, 8.57673407498993079 53.18355163002379982) | 4pwqNE0iNBxOu0Sl | Connector | 25 | 1 | c3/AtlI/Y9N9JJVp | P7bFtjOYiK7jBfli | true | 64070835 |  | 312914581298828 | 4pwqNE0iNBxOu0Sl | 4394613154595750
| LineString (8.57243635677816052 53.18267507105019831, 8.57234551504430087 53.18265732500510268) | zxHggLLtvajxrF6x | Connector | 25 | 1 | N3kSsjTOMcAmXUBd | aJg2R6LpOMBZ23J7 | true | 6383656 |  | 387082252502441 | zxHggLLtvajxrF6x | 4394613154595750
| LineString (8.57308019992949966 53.18471500712630018, 8.5732438137191096 53.18466356297670217) | iQr+eIuu0rmTR8Na | Residential | 65 | 0.63 | baI6SdkNOfDAwRgG | tnfZGZxl/+3CkliJ | true | 12340632 | Cord-Steding-Straße | 484291511135118 | iQr+eIuu0rmTR8Na | 506295486315796
| LineString (8.5694316734733107 53.18569138448589939, 8.56944012000506028 53.18574087501490055) | A7z4mDpuV5e2vKlJ | Connector | 25 | 1 | 8POFYC1vMeAlMns7 | H/q+YqfVoQJgq3Z4 | true | 55344977 |  | 294583110809326 | A7z4mDpuV5e2vKlJ | 4394613154595750
| LineString (8.56438520000000025 53.18488659999999868, 8.56488063133664035 53.18488909221470351) | 1gag9TBtEPs+n0Ne | Residential | 100 | 0.63 | bth6oCoTCGsj0mhZ | i9AXGBmgh4VZYouJ | true | 3310788 | Richard-Jung-Straße | 127195637952804 | 1gag9TBtEPs+n0Ne | 14856808858803300
| LineString (8.56654735876382034 53.1849101164074014, 8.56670249999999989 53.18491449999999787, 8.56672630438342964 53.1849171245915997) | DbG01iBqs6yfAxSu | Residential | 40 | 0.68 | IVxbHJc2OYOP9Eb1 | Gx699qedw3B23Hnr | true | 11995897 | Richard-Jung-Straße | 102500323104858 | DbG01iBqs6yfAxSu | 14798583586907100
| LineString (8.56672630438342964 53.1849171245915997, 8.56674480499970947 53.18485658000209781) | ben1NiHbHjdnc/O6 | Connector | 25 | 1 | Gx699qedw3B23Hnr | 89X25dr+0Sq9N9mu | true | 68478875 |  | 278688468933105 | ben1NiHbHjdnc/O6 | 4394613154595750
| LineString (8.57607639940779087 53.18146231859429918, 8.57630072821621958 53.18146415637870206) | 7dVHpfpkteDTQ76V | Secondary | 300 | 0.62 | 3hYIW2Cw5pkOoaAc | uL4F30hGIadGMrhl | true | 14993135 | Landrat-Christians-Straße | 150355328645325 | 7dVHpfpkteDTQ76V | 22175056343226800
| LineString (8.56949769999999944 53.18218739999999656, 8.56936199999999992 53.18219220000000291) | 3RqNhlmQcZndtu/P | Residential | 20 | 1 | 5HDDCbMR7o3PFm+y | w/qiZ+7BAaMHY//X | true | 9084295 | Kapitän-Dallmann-Straße | 1 | 3RqNhlmQcZndtu/P | 2442449145137490
| LineString (8.56817546411511977 53.18312798827579968, 8.56803223499331068 53.18314615000050338) | r3lxFh+UEBIhvEUJ | Connector | 25 | 1 | G2wlgzvN3PiQDJZg | qSxQGRJhe8PjOqPF | true | 97824545 |  | 281351947784424 | r3lxFh+UEBIhvEUJ | 4394613154595750
| LineString (8.57021029999999939 53.17880749999999779, 8.57033939999999994 53.17871879999999862, 8.57157459999999993 53.17829319999999882) | s2NYypt+luOX/UtV | Construction | 100 | 1 | ZBfOBlhHx5bTq50q | Xk1YZuYFMP86kAKo | true | 10827462 |  | 144393188476562 | s2NYypt+luOX/UtV | 14856808858803300
| LineString (8.57247734628833946 53.18377532877860148, 8.57247350181381051 53.18374173733270283) | SjQLUJamD6kpDogh | Residential | 250 | 0.62 | QmollJxaDSsj+jWA | Y+S+Js32j74A/H9J | true | 37457457 | Mühlenstraße | 89739338476944 | SjQLUJamD6kpDogh | 14205243033783600
| LineString (8.57494415214761929 53.18311348617250189, 8.57525292035506936 53.18312136691960035) | kd0xvayMs38tojnK | Residential | 65 | 0.62 | tX8l3j33oib2KRNs | PKNOBQPsBQMoGTXJ | true | 20652592 | Eichsfelder Straße | 383196318664551 | kd0xvayMs38tojnK | 506295486315796
| LineString (8.56686074055843072 53.18584511074830345, 8.56685124000503961 53.18579048501519679) | PLif0Xe7nY+v6294 | Connector | 25 | 1 | d+BBRSdfMU4EdI97 | v0OxTW0IxtwnPn0m | true | 61099873 |  | 292045345306396 | PLif0Xe7nY+v6294 | 4394613154595750
| LineString (8.57021188866730022 53.18555055850949742, 8.57018918004022012 53.1855271000207992) | WmBAWOELsL7vQ+RC | Connector | 25 | 1 | TRvrmjZNzPC322xx | QJ61R81j3as5c8zt | true | 30187857 |  | 3095774269104 | WmBAWOELsL7vQ+RC | 4394613154595750
| LineString (8.5790787139283502 53.18284324170829791, 8.57880566342529072 53.1828312753014032) | pT58izb0zUmDVaC/ | Residential | 100 | 0.64 | Ti3xEESWF1IzAVte | DwqDSnCzmZly/Ezp | true | 18295689 | Lüder-Clüver-Straße | 106164588256838 | pT58izb0zUmDVaC/ | 14856808858803300
| LineString (8.56819591238144085 53.18318617946049898, 8.5680521799932805 53.18320440500050239) | QSYGO+Vvlo6dImsW | Connector | 25 | 1 | #NAME? | 5YRjiznYlcp0enIJ | true | 9816814 |  | 281123218536377 | QSYGO+Vvlo6dImsW | 4394613154595750
| LineString (8.57239240000000002 53.1831401000000028, 8.57257961099968924 53.1831353159672986) | hoAotJlBqVTnKpJ8 | Residential | 20 | 1 | JyNoiTIBAib2mVWZ | EB1uq6by/Vv6+gpb | true | 12522013 | Eichsfelder Straße | 1 | hoAotJlBqVTnKpJ8 | 2442449145137490
| LineString (8.5665316081114895 53.18450399263259953, 8.56654310000000052 53.18461649999999707, 8.56654086400842019 53.18480945348309774) | wXR35M52kw/QeDBZ | Service | 125 | 0.62 | cq9GART0DmSJDyPa | wquTPkNHbdM7BpFZ | true | 3400547 | Hootjeweg | 171668405921936 | wXR35M52kw/QeDBZ | 25836603610611200
| LineString (8.57258249999999933 53.18513269999999693, 8.57238959999999928 53.18514040000000165, 8.57231389999999926 53.18513440000000259, 8.57227687901304058 53.18512576770349654) | aYg5GkHvOB/gXBFH | Service | 40 | 0.81 | UMv6oi4zAx6alUN7 | IA0mvtJJ56S2ZNhU | true | 20674828 |  | 96221087265003 | aYg5GkHvOB/gXBFH | 14798583586907100
| LineString (8.56651360732464973 53.18316945690889952, 8.56665040000000033 53.18315470000000289) | 209w7S9eROcjPQLu | Living street | 32 | 0.81 | CuGjvTI/stM/ZMnH | jd2gVOWqQLk8+qOF | true | 9287642 | Flethepad | 489760089683696 | 209w7S9eROcjPQLu | 8343616479046430
| LineString (8.57344404478694067 53.18523174856849778, 8.57350989508394967 53.18523419291570065) | lMUdv0CTM6XJEFu2 | Residential | 125 | 0.62 | WAmTCfpIPqk33Wmd | 1aQEQk4bwR2QPljO | true | 4408739 | Johann-Hoppe-Straße | 23971456045151 | lMUdv0CTM6XJEFu2 | 25836603610611200
| LineString (8.57249416280792964 53.18181282822180123, 8.5724651999999999 53.18197349999999801) | CB6ua1n/O9lZVFLx | Pedestrian | 40 | 0.81 | ndpPMM96zNml7KGP | FLdBWcKGaZ7y/4hw | true | 17978632 |  | 118752920150757 | CB6ua1n/O9lZVFLx | 14798583586907100
| LineString (8.57110549999999982 53.18126689999999712, 8.57146852270991921 53.18130540497529779) | c5gbzNxtsNo6rLFg | Secondary | 100 | 0.63 | PewWx0PfPfV/Df9I | RhM0aNJo93XAPCeo | true | 2463592 | Weserstrandstraße | 110027935718536 | c5gbzNxtsNo6rLFg | 14856808858803300
| LineString (8.57483357056129059 53.17754767006189809, 8.57507470000000005 53.17779910000000143) | FIQcy9BhXN30VHWa | Construction | 80 | 1 | ceppiuOUNi3KE92s | h3UE+tTrL6+e5duI | true | 32281254 |  | 667490295410156 | FIQcy9BhXN30VHWa | 8519200479572930
| LineString (8.56579771524589084 53.18393476000319708, 8.56577494999726063 53.18403356501089974) | /p/1MJLECV8t3KKr | Connector | 25 | 1 | MlsVtL8C0q3JdO4v | M++vj5bARJzkOCTg | true | 11096476 |  | 295128803253174 | /p/1MJLECV8t3KKr | 4394613154595750
| LineString (8.57491851441080044 53.18248457154410147, 8.57492757999328958 53.18245896000949813) | sVV2T1hSj/6Wy+lw | Connector | 25 | 1 | i5pe7wvX5QiaUn82 | #NAME? | true | 29128861 |  | 291453704833984 | sVV2T1hSj/6Wy+lw | 4394613154595750
| LineString (8.57403148573090057 53.18226307902269667, 8.57397183340120961 53.18225173477760137) | XqllmF+ZQ/EvyMf9 | Residential | 40 | 0.72 | J/4bestndlqKllVw | b62In+yQqamIjJuI | true | 41814413 | Lüder-Clüver-Straße | 861086824035645 | XqllmF+ZQ/EvyMf9 | 14798583586907100
| LineString (8.57760674941141943 53.18275963387719685, 8.5776202649820501 53.18272228502419807) | ipLUqhoRsXafw46M | Connector | 25 | 1 | D5qOXAZmHoasTX6s | P0MIa71LakIiEZYT | true | 4251959 |  | 339260444641113 | ipLUqhoRsXafw46M | 4394613154595750
| LineString (8.57418013978047 53.18596423018939845, 8.57442493516595938 53.18602366751110111) | ejjmLU/hoRyZGEeW | Residential | 32 | 0.72 | cTJYgaFbMrFTuvYe | YEBHb2/9I6dT7sZi | true | 17643644 | Heimstättenweg | 808732685851865 | ejjmLU/hoRyZGEeW | 8343616479046430
| LineString (8.57425508465670916 53.1830958960819018, 8.57425259999264 53.18313101503750318) | KvAMSiADzNWMDJAz | Connector | 25 | 1 | Z4LSOHTlJivBv6hA | YWZz0KEgu0lFcsTP | true | 39103808 |  | 299629173278809 | KvAMSiADzNWMDJAz | 4394613154595750
| LineString (8.57238257407949966 53.18558464419719911, 8.57264890000000079 53.18560399999999788) | qGK1Es2qUjeaTDZg | Service | 50 | 1 | d5xK71wwxQfs+PLv | 2BmZxt7np0ADfeg1 | true | 17926464 |  | 158096145629883 | qGK1Es2qUjeaTDZg | 2611239415570130
| LineString (8.57483441594991014 53.18518109751740042, 8.57476541500905043 53.18516953500090239) | PnldsY8EsqbIIXSY | Connector | 25 | 1 | 9SkowvwkrebdQhQV | ivLVwsTFdxrh1IaI | true | 4786943 |  | 2488063621521 | PnldsY8EsqbIIXSY | 4394613154595750
| LineString (8.56932465148605971 53.18505860645900185, 8.56932691500145083 53.18511447501730061) | 5Jm55daBa+NgEJUR | Connector | 25 | 1 | unSwir/unTh1yJx/ | qAnh9oKYDXE3lWt7 | true | 62170143 |  | 337648773193359 | 5Jm55daBa+NgEJUR | 4394613154595750
| LineString (8.57399400000000078 53.18155227999999823, 8.57399315661816175 53.18144659776793048) | i0knnhqqmDeWxGes | Connector | 32 | 1 | QNGTsfz+jwDbPPCM | 70zmxNJhu06Bn6fa | true | 11761477374404700 |  | 553490982055664 | i0knnhqqmDeWxGes | 8343616479046430
| LineString (8.57866930415418949 53.18338166038510195, 8.57839899999999922 53.18345990000000256, 8.57832245718208064 53.18347747200210307) | lxjU6CxZgX8rri7A | Tertiary | 25 | 1 | 7iwZ7lu9sNQBeig8 | cO1Y27Uc1aYKvE72 | true | 25526918 | Fresenbergstraße | 389637260437012 | lxjU6CxZgX8rri7A | 4394613154595750
| LineString (8.57257189959990029 53.18676787402009865, 8.57246360003333052 53.18675475000240027) | C3RIZoWizdiqtxef | Connector | 25 | 1 | HiGLC8faxu0V0bVj | hhclgArmxfFAlU9+ | true | 73825035 |  | 406577491760254 | C3RIZoWizdiqtxef | 4394613154595750
| LineString (8.57599909555423068 53.18434279524719699, 8.5757417177127806 53.18428889023810058) | ZgWTMkYxzKcLz2dv | Residential | 40 | 0.7 | /UpiseGGlPF0dryf | NkWXnWFagtSlYL4x | true | 18214687 | Cord-Steding-Straße | 114021705818188 | ZgWTMkYxzKcLz2dv | 14798583586907100
| LineString (8.5741031999999997 53.18457010000000196, 8.5741031999999997 53.18457010000000196, 8.57405151441371949 53.18454844585600227) | /q7ptJKEmn/TS9VU | Residential | 65 | 0.64 | m/gkBPD8M/gcbbya | anSrnKNBQKsSRm5O | true | 42109604 | Allmersstraße | 41444423461915 | /q7ptJKEmn/TS9VU | 506295486315796
| LineString (8.57608604646783057 53.18345967224630044, 8.57587730000000015 53.18345850000000041) | rdrbgCHn8xdBnAuz | Tertiary | 80 | 0.64 | DMGmPjoXOwJb5930 | dfA25jiqklJQnGk3 | true | 13950346 | Fresenbergstraße | 59531640625 | rdrbgCHn8xdBnAuz | 8519200479572930
| LineString (8.56479445992438926 53.18644976325720108, 8.5649000699861908 53.18642489500150106) | B2zKJz1emnDj0oBA | Connector | 25 | 1 | #NAME? | 1UkYQS9hn+5nn4pX | true | 75799274 |  | 292905960083008 | B2zKJz1emnDj0oBA | 4394613154595750
| LineString (8.56922966786012985 53.18570382362430138, 8.5692283712136792 53.18570390346830123) | ToQ71RcfFU7/mxSs | Residential | 32 | 0.75 | z/4ahVVrkH14eYfZ | nwUf23CJuGfNn7xx | true | 0.08709957 | Küferstraße | 661269178390503 | ToQ71RcfFU7/mxSs | 8343616479046430
| LineString (8.58110214915098979 53.18463028262060277, 8.58100089999999938 53.18457080000000303, 8.58097449999999995 53.1845167000000032) | VzF6TP/CFdLul+RR | Service | 40 | 0.75 | EEE4s96OI3OCOlN5 | EoyWU0aZBYzKPQuo | true | 15735552 |  | 118641590595245 | VzF6TP/CFdLul+RR | 14798583586907100
| LineString (8.56570655927593982 53.18392718134190034, 8.56569621896391986 53.1839263216489968) | 1gfVgbPM2KgsEJMz | Residential | 100 | 0.63 | oweibC0Y/HKoQWmb | kNK3ZremoY6zZuCC | true | 0.69758373 | Fresenbergstraße | 116993227941513 | 1gfVgbPM2KgsEJMz | 14856808858803300
| LineString (8.56842209267447963 53.18382982720910235, 8.56852021498825955 53.18381738500080047) | 7xxnArIjSA+gwZm7 | Connector | 25 | 1 | dJcbWFhdafMnbouw | ZDL2fL0RnHFKjeW8 | true | 6701589 |  | 297613983154297 | 7xxnArIjSA+gwZm7 | 4394613154595750
| LineString (8.56579771524589084 53.18393476000319708, 8.56570655927593982 53.18392718134190034) | 770E6ZVxN3vrDkG+ | Residential | 100 | 0.63 | MlsVtL8C0q3JdO4v | oweibC0Y/HKoQWmb | true | 61496124 | Fresenbergstraße | 118892934585571 | 770E6ZVxN3vrDkG+ | 14856808858803300
| LineString (8.56826057133475061 53.18337018330060317, 8.56830224342031066 53.18348877119080242) | lsjyF+YTy9kObzGv | Residential | 32 | 0.72 | M7XmKS6OIaZQgBgi | lwV58veMk8FE0yoz | true | 13483186 | Flethestraße | 820028952026623 | lsjyF+YTy9kObzGv | 8343616479046430
| LineString (8.56820289817241054 53.1857640676351977, 8.56808861465905025 53.18577082245970189) | VLM8lgatSi9a8Njy | Residential | 65 | 0.65 | GpYQX/OFPMmj3LfV | gZi6qvOHnB6LTBTy | true | 76736093 | Küferstraße | 268143361091614 | VLM8lgatSi9a8Njy | 506295486315796
| LineString (8.57108404741078012 53.18381669381550125, 8.57097697497911071 53.18385408500370204) | I9xU8JoHMPGQ/wc+ | Connector | 32 | 1 | Gv+koHSg2zAdIwG7 | PECnh75Ao6wx7iQQ | true | 8276424 |  | 445913925170898 | I9xU8JoHMPGQ/wc+ | 8343616479046430
| LineString (8.57608604646783057 53.18345967224630044, 8.57608720999889051 53.18338489500290223) | W8tlwlmW/KlOTdx0 | Connector | 25 | 1 | DMGmPjoXOwJb5930 | Msjof1rygi4MrUY+ | true | 8319055 |  | 325063514709473 | W8tlwlmW/KlOTdx0 | 4394613154595750
| LineString (8.5720393700000006 53.18052386000000098, 8.57195105061892626 53.181356582375507) | jbKXV297kkFMjcnT | Connector | 25 | 1 | ToakTWuWkZKk5zaK | HariN7fueM9IAkCB | true | 9286132021788050 |  | 43632740020752 | jbKXV297kkFMjcnT | 4394613154595750
| LineString (8.5644196591413202 53.18505763182000123, 8.56444396318816992 53.18518140554459706) | kjGB07NaeZxYpy2S | Residential | 100 | 0.63 | xxchpL4tuRsw4cKv | NbX/QvDWKE1hQS5b | true | 13864829 | Besanstraße | 120922796464921 | kjGB07NaeZxYpy2S | 14856808858803300
| LineString (8.57718463392330044 53.18208579235560052, 8.57732917674135997 53.18226095989690094) | Pz0P/sZthRMisblA | Residential | 125 | 0.62 | ckwcDS4rMiqZZDs/ | D+28lFcpXdHhIkJ0 | true | 21749472 | Leverkenbarg | 159263190612796 | Pz0P/sZthRMisblA | 25836603610611200
| LineString (8.56567186395874991 53.18489533585150042, 8.56581379665031939 53.18489771821929679) | SyAGzW9obJxkjpd2 | Residential | 100 | 0.62 | Ir/kWimAjmZBjtjt | BVeygLt2pmEl5rLc | true | 94882145 | Richard-Jung-Straße | 14634935884857 | SyAGzW9obJxkjpd2 | 14856808858803300
| LineString (8.56281826528141998 53.18358736291030198, 8.56307910497464064 53.18348704000170102) | Z7Q+1mrC0RzMlUBx | Connector | 25 | 1 | sHst7W5wH60V7M/V | V049BqIinqwYzxRM | true | 20697697 |  | 329592208862305 | Z7Q+1mrC0RzMlUBx | 4394613154595750
| LineString (8.57415340000000015 53.18309330000000301, 8.57416898727811017 53.18302583501049696) | yHDV1neYZwygkvqX | Footway | 25 | 1 | xYCtQo03z2Zx2A+3 | SBw8iYXBxzYK6eYo | true | 7577171 |  | 292670307159424 | yHDV1neYZwygkvqX | 4394613154595750
| LineString (8.56177459999999968 53.1830477999999971, 8.56182979999999993 53.18311609999999945, 8.5619455999999996 53.18324690000000032) | ykybDHIeR9fwLMN9 | Secondary | 25 | 1 | 2C2T7nRIPbifAEDF | QNtpxU6Z0RY73dHK | true | 2492706 | Bürgermeister-Dehnkamp-Straße | 415691871643066 | ykybDHIeR9fwLMN9 | 4394613154595750
| LineString (8.57894950000000023 53.18052409999999952, 8.57888499857694065 53.18036748296839988) | 1PY6yeoWbE1RQku+ | Unclassified | 50 | 1 | SbqH3v2uDhbQM36r | 8AA6b3agzaaTFN3b | true | 17948395 | Nicolaus-H.-Schilling-Straße | 151094512939453 | 1PY6yeoWbE1RQku+ | 2611239415570130
| LineString (8.5774232147568803 53.18541294122709928, 8.57734154002216087 53.18535014500889702) | YEVPtlbU2D5FPDTB | Connector | 25 | 1 | lDrBvh8sdTlo8h2m | D74VctNCDu8T9qKD | true | 8865062 |  | 28463529586792 | YEVPtlbU2D5FPDTB | 4394613154595750
| LineString (8.57932102449836087 53.18248149268939784, 8.57941075495837069 53.18245395500660067) | sUZuV+dGlsN7jaAY | Connector | 32 | 1 | HIE6tN/asw0hyDLl | L9GLYv6RGArs9JHG | true | 6733694 |  | 590683898925781 | sUZuV+dGlsN7jaAY | 8343616479046430
| LineString (8.57214690617021979 53.18487782556969989, 8.57197400087913941 53.18493761121980157) | mewDbb4l3RDCvURT | Residential | 65 | 0.65 | W/CL9YTjH28nLlvW | NGdY7VQlEzrlpYdL | true | 13331726 | Küferstraße | 292614168548607 | mewDbb4l3RDCvURT | 506295486315796
| LineString (8.57514662484313028 53.18251370851370297, 8.57514630098586927 53.18251366714719808) | C050jLejpEx9lCrX | Residential | 65 | 0.64 | eDrF1jfFtpnBa8YI | 3kfRGiBUZk82rAWM | true | 0.022126472 | Lüder-Clüver-Straße | 413283035888672 | C050jLejpEx9lCrX | 506295486315796
| LineString (8.57865349999999971 53.18455260000000351, 8.57874709999999929 53.18416009999999972) | evnz1q272xrUebJR | Secondary | 65 | 0.7 | 1d0/OShR90iuMDUp | QSJdrNwbXJAM0DJ4 | true | 44109894 | Lüssumer Straße | 262246494865394 | evnz1q272xrUebJR | 506295486315796
| LineString (8.56887554106662996 53.18416856356080302, 8.5688513199991192 53.18436438500489771) | dWaI//JkzANiKfl9 | Connector | 32 | 0.81 | S16ycpdihQF8eupc | 6h3Xf0sfbmei3BT9 | true | 2184447 |  | 465768384933472 | dWaI//JkzANiKfl9 | 8343616479046430
| LineString (8.5692283712136792 53.18570390346830123, 8.56919270000000033 53.18570609999999732, 8.56899916896398928 53.18571732464150159) | jGHx1M9Y15ACIvGb | Residential | 40 | 0.72 | nwUf23CJuGfNn7xx | hIQ/XaFQlHMNbXnf | true | 15388559 | Küferstraße | 857033679198939 | jGHx1M9Y15ACIvGb | 14798583586907100
| LineString (8.56630130120126942 53.18587719566890115, 8.56621880912418021 53.18588142537589647) | GZJfVTvjJ+t0dP89 | Residential | 80 | 0.63 | EX1pIkAJVKK93wvz | fEUAtA9dhRxbSh/J | true | 5532372 | Küferstraße | 620718071937561 | GZJfVTvjJ+t0dP89 | 8519200479572930
| LineString (8.57408829999999966 53.17930690000000027, 8.57607959999999991 53.1792086000000026) | YPuuouJkiBnz0+iw | Unclassified | 300 | 0.62 | d1IrM6I2jh+7P0j1 | 6EMPDkMSZKVOtVOS | true | 13353258 | Zum Kammstuhl | 21506814917717 | YPuuouJkiBnz0+iw | 22175056343226800
| LineString (8.56835475548400005 53.1836382058843995, 8.56837163340109065 53.18368623550669838) | iO2luyQEhmeIoX5M | Residential | 50 | 0.67 | 3ZqfztVvxdMEPVdc | c4lKOaw3oFI2Qv8y | true | 54608655 | Flethestraße | 154300097274769 | iO2luyQEhmeIoX5M | 2611239415570130
| LineString (8.57675975572248994 53.18265589355230105, 8.57667699273556039 53.18264939943829717) | mphiGjc/mmPwGB9g | Residential | 50 | 0.62 | 5ZBs5NaA2XQfvLM1 | AYcmHPDD/oPfO96p | true | 55778246 | Lüder-Clüver-Straße | 217126658859262 | mphiGjc/mmPwGB9g | 2611239415570130
| LineString (8.57162836101909953 53.18409437416730157, 8.57164194502109034 53.18414339003520297) | hrxPHhurcSY65sGx | Connector | 25 | 1 | IA99yQZuLbTzqED7 | XlI/PrkRw+g3W3M6 | true | 5527878 |  | 298900203704834 | hrxPHhurcSY65sGx | 4394613154595750
| LineString (8.57239087390716037 53.18279305084740116, 8.57240700000000011 53.18272929999999832, 8.57241004019095953 53.18272368405109773) | wErshR6TxF0qP+9V | Residential | 250 | 0.62 | gzj/F+1NEPC5tivD | 1HfhRYzRwQ9HFDIW | true | 7830415 | Mühlenstraße | 96950698588562 | wErshR6TxF0qP+9V | 14205243033783600
| LineString (8.57607959999999991 53.1792086000000026, 8.57733859999999915 53.17914650000000165) | FpW0V9ho5ONADLxC | Unclassified | 300 | 0.62 | 6EMPDkMSZKVOtVOS | zpOMRbKbrDVu94Dq | true | 84425705 | Zum Kammstuhl | 210719682831955 | FpW0V9ho5ONADLxC | 22175056343226800
| LineString (8.57408829999999966 53.17930690000000027, 8.57248876169445317 53.17927767686838081) | ANDmT2cKWJYJIPNV | Connector | 300 | 0.62 | d1IrM6I2jh+7P0j1 | FXcZEYBfGEBOB0s6 | true | 10699261469442800 |  | 21506814917717 | ANDmT2cKWJYJIPNV | 22175056343226800
| LineString (8.57003970000000059 53.18561069999999802, 8.57010020000000061 53.18567159999999916, 8.57050219999999996 53.18608929999999901, 8.57057460000000049 53.18623159999999928) | rCc9H/g6K0xEaBMS | Residential | 0 | 0 | H3FeWIqsD8b08N7j | Y9p4MJIZ4LsrF6mL | false | 7811603 | Richard-Jung-Straße | 0 | rCc9H/g6K0xEaBMS | 0
| LineString (8.56771419413136925 53.18411740913489894, 8.56758083130083925 53.18410707685880112) | HNjYRxazXVO2eRMq | Residential | 150 | 0.62 | P6kKpPkXetIdQbU2 | D9OtyYtR4KtQNkI2 | true | 898582 | Fresenbergstraße | 330810292762756 | HNjYRxazXVO2eRMq | 40530788484379904
| LineString (8.56621880912418021 53.18588142537589647, 8.56624158000185076 53.18604166000510247) | J3cCvZHxTDCfg/VV | Connector | 25 | 1 | fEUAtA9dhRxbSh/J | 9+bWRbJ2KFz5iN1e | true | 1789035 |  | 306846122741699 | J3cCvZHxTDCfg/VV | 4394613154595750
| LineString (8.57462083000000064 53.18153628999999682, 8.57462211733676405 53.18144726298616831) | dKO84C99oouoIhAU | Connector | 25 | 1 | Ion2eVwRxPoCsyKl | gp3uD6pvoGp/eheP | true | 9908162033286660 |  | 416156806945801 | dKO84C99oouoIhAU | 4394613154595750
| LineString (8.5665593609195696 53.18409465839940253, 8.56647162000199991 53.18408865500020255) | xX/D/JLtw9/nyk/r | Connector | 25 | 1 | 3xfug1yTUrDm/MLR | zzx91h26NyyZS7hB | true | 5901223 |  | 29753454208374 | xX/D/JLtw9/nyk/r | 4394613154595750
| LineString (8.56449966437356913 53.18546507345180174, 8.56452539105631949 53.18559608976850228) | r8kkGqxJITpiNXG8 | Residential | 100 | 0.63 | uA0jJCW+VkjnNhrK | ST3A3N6UkIWJhpRf | true | 14676129 | Besanstraße | 117022715572355 | r8kkGqxJITpiNXG8 | 14856808858803300
| LineString (8.57901640000000043 53.17747169999999812, 8.57907070000000083 53.17756589999999761, 8.57957460000000083 53.17878439999999785) | Y5kOIeBnhaoSywJ4 | Unclassified | 0 | 0 | kCEOUxpXFshrZsWb | sL3jy44blDL3+JHY | false | 15076443 | Marschgehren | 0 | Y5kOIeBnhaoSywJ4 | 0
| LineString (8.57105117508736036 53.18209633918279877, 8.57106623000479928 53.18216432000770055) | FgUkT2Rye1ED4nv/ | Connector | 32 | 1 | rlcVFcazRFVp81n4 | AK8rWy0akbylODYH | true | 7629245 |  | 52269401550293 | FgUkT2Rye1ED4nv/ | 8343616479046430
| LineString (8.56818866068944018 53.18316554278810315, 8.56819591238144085 53.18318617946049898) | q63Lcq/GICfQg+h3 | Residential | 32 | 0.81 | IkWPtRIItoSam2pw | #NAME? | true | 23463442 | Flethestraße | 489654507637024 | q63Lcq/GICfQg+h3 | 8343616479046430
| LineString (8.57303396480540059 53.18671953810670061, 8.57308117472149966 53.18667330014420003) | DBZV4PV/dYd0pgAH | Connector | 40 | 1 | T7d/iRDX/8/wkCRC | wdEgS33Fj9gkdzNb | true | 6034102 |  | 948868255615234 | DBZV4PV/dYd0pgAH | 14798583586907100
| LineString (8.57504142203491071 53.18357834342160118, 8.57507755003902972 53.18365857004830133) | TTJ7G6brQX0Yeyb8 | Connector | 32 | 1 | PLsZiWUd7bzh2LHV | Txu4TjxdlU1APF/y | true | 9245697 |  | 720905990600586 | TTJ7G6brQX0Yeyb8 | 8343616479046430
| LineString (8.57449503970451943 53.18310202196050085, 8.57468446937959072 53.18310685762030232) | oZChTs5GaPKH9sVQ | Residential | 65 | 0.62 | pAoL9tZr4COfe0In | bQHDkhlotgHI114g | true | 12670399 | Eichsfelder Straße | 328598298301687 | oZChTs5GaPKH9sVQ | 506295486315796
| LineString (8.57359924000000007 53.18126089999999806, 8.57362821470661984 53.1814490239314992) | SyG1ZZlmYUr5vl8R | Connector | 32 | 1 | DtehJqtu3iotJ1ST | pTGmC7X4FiJRN4jW | true | 21025677163637400 |  | 537796592712402 | SyG1ZZlmYUr5vl8R | 8343616479046430
| LineString (8.5653807142118108 53.18306662705749943, 8.56537987762354014 53.18305136607450123) | iWa74Q/04ySnMRKS | Footway | 25 | 1 | W4HWoJSb6TeQZvN5 | sQhUpLKkUkTGpEFy | true | 16986489 | Schifferweg | 348269538879395 | iWa74Q/04ySnMRKS | 4394613154595750
| LineString (8.56817546411511977 53.18312798827579968, 8.56818866068944018 53.18316554278810315) | 1jc7SMBoeIpVxyiN | Residential | 32 | 0.75 | G2wlgzvN3PiQDJZg | IkWPtRIItoSam2pw | true | 4269865 | Flethestraße | 676805233955383 | 1jc7SMBoeIpVxyiN | 8343616479046430
| LineString (8.58971760000000017 53.18022359999999793, 8.58970590000000023 53.18026220000000137, 8.58964210000000072 53.18046050000000236) | BcIybaMh3U9/RNgT | Service | 32 | 1 | MHhgkhJw6y8Pw6+P | IUZfX3HMZniA7kWV | true | 2683311 |  | 742401123046875 | BcIybaMh3U9/RNgT | 8343616479046430
| LineString (8.5779595999999998 53.18084029999999984, 8.5777277999999999 53.18032780000000059) | xPwocOCC/my0oYqK | Living street | 300 | 0.62 | wgYr3OJnPvRV143y | sMlG0LUFbpSc8Dl0 | true | 59080822 | An der Wollkämmerei | 171217752066421 | xPwocOCC/my0oYqK | 22175056343226800
| LineString (8.56385260000000059 53.18417300000000125, 8.56376829999999956 53.18418210000000101, 8.56368729999999978 53.18420100000000161, 8.56357659999999932 53.18424279999999982) | GkINaLGuRer1djCu | Residential | 0 | 0 | HswD2x+QXYozbqlt | Xgfm1Ii4dtMX+grQ | false | 20268122 | Fresenbergstraße | 0 | GkINaLGuRer1djCu | 0
| LineString (8.5660510378226693 53.18490169998020178, 8.56604830499733083 53.18496045502109837) | mXiesvjvKeCnACNY | Connector | 25 | 1 | 7zd0iFIvlAu0tzaH | 5oVwPbn6wpPc1JjP | true | 65388365 |  | 288385009765625 | mXiesvjvKeCnACNY | 4394613154595750

## Tariffs
Tariff name | Unit rate (c/¤) | Capacity charge (¤/kWp) | Standing charge (¤)
Standard | 5 | 0 | 50

## Connection costs
Cost name | Fixed cost (¤) | Capacity cost (¤/kWp)

## Individual systems
Name | Fixed cost (¤) | Capacity cost (¤/kWp) | Operating cost (¤/kWp.yr) | Heat price (c/kWh) | Tank factor | CO₂ (g/kWh) | PM₂₅ (mg/kWh) | NOₓ (mg/kWh)
Gas CH | 2000 | 0 | 0 | 5 |  | 215 | 0 | 0

## Insulation
Name | Fixed cost | Cost / m2 | Maximum reduction % | Maximum area % | Surface

## Pipe costs
NB (mm) | Capacity (kW) | Losses (kWh/m.yr) | Pipe cost (¤/m) | Soft (¤/m) | Hard (¤/m)
20 | 24.4245 | 13.3562 | 81 | 206 | 534
25 | 43.9461 | 15.869 | 91 | 208 | 545
32 | 83.4362 | 18.6488 | 107 | 211 | 562
40 | 147.9858 | 21.1615 | 126 | 215 | 583
50 | 261.1239 | 23.6743 | 152 | 220 | 611
65 | 506.2955 | 26.6287 | 193 | 228 | 656
80 | 851.92 | 28.9668 | 237 | 237 | 705
100 | 1485.6809 | 31.4796 | 300 | 249 | 774
125 | 2583.6604 | 33.9923 | 385 | 266 | 866
150 | 4053.0788 | 36.0454 | 474 | 283 | 964
200 | 8223.549 | 39.2849 | 667 | 321 | 1174
250 | 14205.243 | 41.7976 | 874 | 362 | 1401
300 | 22175.0563 | 43.8507 | 1094 | 405 | 1642
400 | 44685.5381 | 47.0902 | 1568 | 498 | 2161
450 | 59493.7385 | 48.4165 | 1819 | 547 | 2435
500 | 76831.0908 | 49.603 | 2079 | 598 | 2719
600 | 119526.2226 | 51.656 | 2622 | 705 | 3313
700 | 173575.1002 | 53.3919 | 3192 | 817 | 3937
800 | 239700.6752 | 54.8955 | 3788 | 933 | 4589
900 | 318563.0746 | 56.2218 | 4407 | 1055 | 5265
1000 | 410772.0671 | 57.4083 | 5046 | 1180 | 5965

## Capital costs
Name | Annualize | Recur | Period (years) | Rate (%)

## Other parameters
Parameter | Value
Medium | hot-water
Flow temperature | 90
Return temperature | 60
Ground temperature | 8
Pumping overhead | 0
Pumping cost/kWh | 0
Default civil cost | Hard
CO₂ limit | none
PM₂₅ limit | none
NOₓ limit | none
Objective | network
Consider alternative systems | FALSE
Consider insulation | FALSE
NPV Term | 40
NPV Rate | 3
Loan Term | 25
Loan Rate | 4
MIP Gap | 0.1
Param Gap
Max runtime | 0.5
Max supplies | unlimited

## Network solution summary
Item | Capital cost (¤) | Operating cost (¤) | Operating revenue (¤) | EC (c/kWh) | NPV (¤)
Pipework | 18789243.6123 |  |  |  | -18789243.6123
Heat supply | 0 | 0 |  |  | 0
Demands | 0 |  | 88196222.1434 |  | 52494865.7687
Emissions |  | 0 |  |  | 0
Network | 18789243.6123 | 0 | 88196222.1434 | 1.8187 | 33705622.1563
Emissions |  | 0 |  |  | 0
Individual Systems |  | 0 |  |  | 0
Insulation
Whole system | 18789243.6123 | 0 |  |  | -18789243.6123

## Supply Plant
Name | Lifetime | Fuel | Capacity | CHP? | Heat Efficiency | Power Efficiency | Fixed Capex | Capex/kWp | Capex/kWh | Fixed Opex | Opex/kWp | Opex/kWh | Substation | Build? | Built capacity | Output kWh/yr | Lifetime cost | Present cost | Total cost | Operating cost Annual cost | Fuel cost Annual cost | Grid revenue Annual cost | Operating cost Present cost | Fuel cost Present cost | Grid revenue Present cost | Operating cost Total cost | Fuel cost Total cost | Grid revenue Total cost | CO₂ Annual cost | NOₓ Annual cost | PM₂₅ Annual cost | CO₂ Present cost | NOₓ Present cost | PM₂₅ Present cost | CO₂ Total cost | NOₓ Total cost | PM₂₅ Total cost | CO₂ Annual emission | NOₓ Annual emission | PM₂₅ Annual emission | CO₂ Total emission | NOₓ Total emission | PM₂₅ Total emission
Gas boiler | 50 | Natural gas | 15000 | FALSE | 95 |  | 2000 | 20 | 0 | 0 | 0 | 0 |  | TRUE | 234.9706 | 14568.1769 | 6699.4119 | 6699.4119 | 6699.4119 | 0 | 460.0477 |  | 0 | 11168.3775 |  | 0 | 23002.3846 |  | 0 | 0 | 0 | 0 | 0 | 0 | 0 | 0 | 0 | 0 | 0 | 0 | 0 | 0 | 0
Gas CHP | 50 | Natural gas | 4000 | TRUE | 30 | 60 | 5000 | 50 | 0 | 0 | 0 | 0.08 | A substation
Heat pump | 50 | Electricity | 15000 | FALSE | 300 |  | 10000 | 100 | 0 | 0 | 0 | 0 | A substation | TRUE | 13650.0733 | 47901440.321 | 1375007.3349 | 1375007.3349 | 1375007.3349 | 0 | 798357.3387 |  | 0 | 19381373.4235 |  | 0 | 39917866.9342 |  | 0 | 0 | 0 | 0 | 0 | 0 | 0 | 0 | 0 | 0 | 0 | 0 | 0 | 0 | 0

## Supply Storage
Name | Lifetime | Capacity (kWh) | Capacity (kWp) | Efficiency | Fixed Capex | Capex/kWp | Capex/kWh | Build capacity (kWh) | Build capacity (kWp) | Lifetime cost | Present cost | Total cost
Storage | 50 | 40000 | 10000 | 90 | 1000 | 10 | 0 | 40000 | 10000 | 101000 | 101000 | 101000

## Supply Substations
Name | Headroom (kWp) | Alpha
A substation | 40000 | 0.8

## Supply day types
Name | Divisions | Frequency
Normal weekday | 24 | 197
Normal weekend | 24 | 78
Winter weekday | 24 | 62
Winter weekend | 24 | 27
Peak day | 24 | 1

## Supply profiles
Day type | Interval | Grid offer | Fuel: Electricity price | Fuel: Electricity CO₂ | Fuel: Electricity NOₓ | Fuel: Electricity PM₂₅ | Fuel: Natural gas price | Fuel: Natural gas CO₂ | Fuel: Natural gas NOₓ | Fuel: Natural gas PM₂₅ | Profile: Residential | Profile: Commercial | Profile: Uniform | Substation: A substation
Normal weekday | 0 | 0.075 | 0.05 | 0 | 0 | 0 | 0.03 | 0 | 0 | 0 | 0.02 | 0.36 | 1 | 0
Normal weekday | 1 | 0.075 | 0.05 | 0 | 0 | 0 | 0.03 | 0 | 0 | 0 | 0.02 | 0.29 | 1 | 0
Normal weekday | 2 | 0.075 | 0.05 | 0 | 0 | 0 | 0.03 | 0 | 0 | 0 | 0.02 | 0.26 | 1 | 0
Normal weekday | 3 | 0.075 | 0.05 | 0 | 0 | 0 | 0.03 | 0 | 0 | 0 | 0.03 | 0.25 | 1 | 0
Normal weekday | 4 | 0.075 | 0.05 | 0 | 0 | 0 | 0.03 | 0 | 0 | 0 | 0.09 | 0.52 | 1 | 0
Normal weekday | 5 | 0.075 | 0.05 | 0 | 0 | 0 | 0.03 | 0 | 0 | 0 | 0.24 | 0.74 | 1 | 0
Normal weekday | 6 | 0.075 | 0.05 | 0 | 0 | 0 | 0.03 | 0 | 0 | 0 | 0.36 | 3.71 | 1 | 0
Normal weekday | 7 | 0.075 | 0.05 | 0 | 0 | 0 | 0.03 | 0 | 0 | 0 | 0.28 | 4.73 | 1 | 0
Normal weekday | 8 | 0.075 | 0.05 | 0 | 0 | 0 | 0.03 | 0 | 0 | 0 | 0.18 | 9.01 | 1 | 0
Normal weekday | 9 | 0.075 | 0.05 | 0 | 0 | 0 | 0.03 | 0 | 0 | 0 | 0.11 | 10.41 | 1 | 0
Normal weekday | 10 | 0.075 | 0.05 | 0 | 0 | 0 | 0.03 | 0 | 0 | 0 | 0.09 | 10.08 | 1 | 0
Normal weekday | 11 | 0.075 | 0.05 | 0 | 0 | 0 | 0.03 | 0 | 0 | 0 | 0.09 | 9.35 | 1 | 0
Normal weekday | 12 | 0.075 | 0.05 | 0 | 0 | 0 | 0.03 | 0 | 0 | 0 | 0.09 | 8.95 | 1 | 0
Normal weekday | 13 | 0.075 | 0.05 | 0 | 0 | 0 | 0.03 | 0 | 0 | 0 | 0.09 | 9.57 | 1 | 0
Normal weekday | 14 | 0.075 | 0.05 | 0 | 0 | 0 | 0.03 | 0 | 0 | 0 | 0.12 | 8.26 | 1 | 0
Normal weekday | 15 | 0.075 | 0.05 | 0 | 0 | 0 | 0.03 | 0 | 0 | 0 | 0.21 | 7.39 | 1 | 0
Normal weekday | 16 | 0.075 | 0.05 | 0 | 0 | 0 | 0.03 | 0 | 0 | 0 | 0.32 | 7.09 | 1 | 0
Normal weekday | 17 | 0.075 | 0.05 | 0 | 0 | 0 | 0.03 | 0 | 0 | 0 | 0.36 | 5.63 | 1 | 0
Normal weekday | 18 | 0.075 | 0.05 | 0 | 0 | 0 | 0.03 | 0 | 0 | 0 | 0.36 | 1.15 | 1 | 0
Normal weekday | 19 | 0.075 | 0.05 | 0 | 0 | 0 | 0.03 | 0 | 0 | 0 | 0.33 | 1.04 | 1 | 0
Normal weekday | 20 | 0.075 | 0.05 | 0 | 0 | 0 | 0.03 | 0 | 0 | 0 | 0.26 | 1 | 1 | 0
Normal weekday | 21 | 0.075 | 0.05 | 0 | 0 | 0 | 0.03 | 0 | 0 | 0 | 0.16 | 0.88 | 1 | 0
Normal weekday | 22 | 0.075 | 0.05 | 0 | 0 | 0 | 0.03 | 0 | 0 | 0 | 0.08 | 0.52 | 1 | 0
Normal weekday | 23 | 0.075 | 0.05 | 0 | 0 | 0 | 0.03 | 0 | 0 | 0 | 0.04 | 0.39 | 1 | 0
Normal weekend | 0 | 0.075 | 0.05 | 0 | 0 | 0 | 0.03 | 0 | 0 | 0 | 0.03 | 0.35 | 1 | 0
Normal weekend | 1 | 0.075 | 0.05 | 0 | 0 | 0 | 0.03 | 0 | 0 | 0 | 0.03 | 0.27 | 1 | 0
Normal weekend | 2 | 0.075 | 0.05 | 0 | 0 | 0 | 0.03 | 0 | 0 | 0 | 0.03 | 0.24 | 1 | 0
Normal weekend | 3 | 0.075 | 0.05 | 0 | 0 | 0 | 0.03 | 0 | 0 | 0 | 0.03 | 0.22 | 1 | 0
Normal weekend | 4 | 0.075 | 0.05 | 0 | 0 | 0 | 0.03 | 0 | 0 | 0 | 0.07 | 0.35 | 1 | 0
Normal weekend | 5 | 0.075 | 0.05 | 0 | 0 | 0 | 0.03 | 0 | 0 | 0 | 0.2 | 0.49 | 1 | 0
Normal weekend | 6 | 0.075 | 0.05 | 0 | 0 | 0 | 0.03 | 0 | 0 | 0 | 0.33 | 1.96 | 1 | 0
Normal weekend | 7 | 0.075 | 0.05 | 0 | 0 | 0 | 0.03 | 0 | 0 | 0 | 0.31 | 2.54 | 1 | 0
Normal weekend | 8 | 0.075 | 0.05 | 0 | 0 | 0 | 0.03 | 0 | 0 | 0 | 0.23 | 2.72 | 1 | 0
Normal weekend | 9 | 0.075 | 0.05 | 0 | 0 | 0 | 0.03 | 0 | 0 | 0 | 0.16 | 3.36 | 1 | 0
Normal weekend | 10 | 0.075 | 0.05 | 0 | 0 | 0 | 0.03 | 0 | 0 | 0 | 0.13 | 3.72 | 1 | 0
Normal weekend | 11 | 0.075 | 0.05 | 0 | 0 | 0 | 0.03 | 0 | 0 | 0 | 0.13 | 3.49 | 1 | 0
Normal weekend | 12 | 0.075 | 0.05 | 0 | 0 | 0 | 0.03 | 0 | 0 | 0 | 0.13 | 3.28 | 1 | 0
Normal weekend | 13 | 0.075 | 0.05 | 0 | 0 | 0 | 0.03 | 0 | 0 | 0 | 0.14 | 3.3 | 1 | 0
Normal weekend | 14 | 0.075 | 0.05 | 0 | 0 | 0 | 0.03 | 0 | 0 | 0 | 0.16 | 2.97 | 1 | 0
Normal weekend | 15 | 0.075 | 0.05 | 0 | 0 | 0 | 0.03 | 0 | 0 | 0 | 0.25 | 2.71 | 1 | 0
Normal weekend | 16 | 0.075 | 0.05 | 0 | 0 | 0 | 0.03 | 0 | 0 | 0 | 0.32 | 2.21 | 1 | 0
Normal weekend | 17 | 0.075 | 0.05 | 0 | 0 | 0 | 0.03 | 0 | 0 | 0 | 0.36 | 1.73 | 1 | 0
Normal weekend | 18 | 0.075 | 0.05 | 0 | 0 | 0 | 0.03 | 0 | 0 | 0 | 0.36 | 0.81 | 1 | 0
Normal weekend | 19 | 0.075 | 0.05 | 0 | 0 | 0 | 0.03 | 0 | 0 | 0 | 0.32 | 0.74 | 1 | 0
Normal weekend | 20 | 0.075 | 0.05 | 0 | 0 | 0 | 0.03 | 0 | 0 | 0 | 0.26 | 0.81 | 1 | 0
Normal weekend | 21 | 0.075 | 0.05 | 0 | 0 | 0 | 0.03 | 0 | 0 | 0 | 0.17 | 0.7 | 1 | 0
Normal weekend | 22 | 0.075 | 0.05 | 0 | 0 | 0 | 0.03 | 0 | 0 | 0 | 0.08 | 0.46 | 1 | 0
Normal weekend | 23 | 0.075 | 0.05 | 0 | 0 | 0 | 0.03 | 0 | 0 | 0 | 0.04 | 0.37 | 1 | 0
Winter weekday | 0 | 0.075 | 0.05 | 0 | 0 | 0 | 0.03 | 0 | 0 | 0 | 0.32 | 0.88 | 1 | 0
Winter weekday | 1 | 0.075 | 0.05 | 0 | 0 | 0 | 0.03 | 0 | 0 | 0 | 0.27 | 0.77 | 1 | 0
Winter weekday | 2 | 0.075 | 0.05 | 0 | 0 | 0 | 0.03 | 0 | 0 | 0 | 0.26 | 0.72 | 1 | 0
Winter weekday | 3 | 0.075 | 0.05 | 0 | 0 | 0 | 0.03 | 0 | 0 | 0 | 0.27 | 0.72 | 1 | 0
Winter weekday | 4 | 0.075 | 0.05 | 0 | 0 | 0 | 0.03 | 0 | 0 | 0 | 0.34 | 1.37 | 1 | 0
Winter weekday | 5 | 0.075 | 0.05 | 0 | 0 | 0 | 0.03 | 0 | 0 | 0 | 0.68 | 2.3 | 1 | 0
Winter weekday | 6 | 0.075 | 0.05 | 0 | 0 | 0 | 0.03 | 0 | 0 | 0 | 1.67 | 11.34 | 1 | 0
Winter weekday | 7 | 0.075 | 0.05 | 0 | 0 | 0 | 0.03 | 0 | 0 | 0 | 2.33 | 15.74 | 1 | 0
Winter weekday | 8 | 0.075 | 0.05 | 0 | 0 | 0 | 0.03 | 0 | 0 | 0 | 1.97 | 18.21 | 1 | 0
Winter weekday | 9 | 0.075 | 0.05 | 0 | 0 | 0 | 0.03 | 0 | 0 | 0 | 1.45 | 18.57 | 1 | 0
Winter weekday | 10 | 0.075 | 0.05 | 0 | 0 | 0 | 0.03 | 0 | 0 | 0 | 1.2 | 17.79 | 1 | 0
Winter weekday | 11 | 0.075 | 0.05 | 0 | 0 | 0 | 0.03 | 0 | 0 | 0 | 1.11 | 17 | 1 | 0
Winter weekday | 12 | 0.075 | 0.05 | 0 | 0 | 0 | 0.03 | 0 | 0 | 0 | 1.17 | 16.38 | 1 | 0
Winter weekday | 13 | 0.075 | 0.05 | 0 | 0 | 0 | 0.03 | 0 | 0 | 0 | 1.22 | 15.88 | 1 | 0
Winter weekday | 14 | 0.075 | 0.05 | 0 | 0 | 0 | 0.03 | 0 | 0 | 0 | 1.29 | 14.49 | 1 | 0
Winter weekday | 15 | 0.075 | 0.05 | 0 | 0 | 0 | 0.03 | 0 | 0 | 0 | 1.58 | 13.07 | 1 | 0
Winter weekday | 16 | 0.075 | 0.05 | 0 | 0 | 0 | 0.03 | 0 | 0 | 0 | 2.15 | 11.92 | 1 | 0
Winter weekday | 17 | 0.075 | 0.05 | 0 | 0 | 0 | 0.03 | 0 | 0 | 0 | 2.48 | 8.75 | 1 | 0
Winter weekday | 18 | 0.075 | 0.05 | 0 | 0 | 0 | 0.03 | 0 | 0 | 0 | 2.43 | 5.24 | 1 | 0
Winter weekday | 19 | 0.075 | 0.05 | 0 | 0 | 0 | 0.03 | 0 | 0 | 0 | 2.29 | 3.34 | 1 | 0
Winter weekday | 20 | 0.075 | 0.05 | 0 | 0 | 0 | 0.03 | 0 | 0 | 0 | 2.05 | 2.21 | 1 | 0
Winter weekday | 21 | 0.075 | 0.05 | 0 | 0 | 0 | 0.03 | 0 | 0 | 0 | 1.67 | 2.08 | 1 | 0
Winter weekday | 22 | 0.075 | 0.05 | 0 | 0 | 0 | 0.03 | 0 | 0 | 0 | 1.08 | 1.33 | 1 | 0
Winter weekday | 23 | 0.075 | 0.05 | 0 | 0 | 0 | 0.03 | 0 | 0 | 0 | 0.54 | 0.96 | 1 | 0
Winter weekend | 0 | 0.075 | 0.05 | 0 | 0 | 0 | 0.03 | 0 | 0 | 0 | 0.37 | 0.82 | 1 | 0
Winter weekend | 1 | 0.075 | 0.05 | 0 | 0 | 0 | 0.03 | 0 | 0 | 0 | 0.29 | 0.7 | 1 | 0
Winter weekend | 2 | 0.075 | 0.05 | 0 | 0 | 0 | 0.03 | 0 | 0 | 0 | 0.27 | 0.63 | 1 | 0
Winter weekend | 3 | 0.075 | 0.05 | 0 | 0 | 0 | 0.03 | 0 | 0 | 0 | 0.27 | 0.6 | 1 | 0
Winter weekend | 4 | 0.075 | 0.05 | 0 | 0 | 0 | 0.03 | 0 | 0 | 0 | 0.33 | 0.91 | 1 | 0
Winter weekend | 5 | 0.075 | 0.05 | 0 | 0 | 0 | 0.03 | 0 | 0 | 0 | 0.57 | 1.14 | 1 | 0
Winter weekend | 6 | 0.075 | 0.05 | 0 | 0 | 0 | 0.03 | 0 | 0 | 0 | 1.32 | 4.58 | 1 | 0
Winter weekend | 7 | 0.075 | 0.05 | 0 | 0 | 0 | 0.03 | 0 | 0 | 0 | 2.1 | 5.39 | 1 | 0
Winter weekend | 8 | 0.075 | 0.05 | 0 | 0 | 0 | 0.03 | 0 | 0 | 0 | 2.08 | 5.19 | 1 | 0
Winter weekend | 9 | 0.075 | 0.05 | 0 | 0 | 0 | 0.03 | 0 | 0 | 0 | 1.73 | 6.01 | 1 | 0
Winter weekend | 10 | 0.075 | 0.05 | 0 | 0 | 0 | 0.03 | 0 | 0 | 0 | 1.48 | 6.84 | 1 | 0
Winter weekend | 11 | 0.075 | 0.05 | 0 | 0 | 0 | 0.03 | 0 | 0 | 0 | 1.35 | 6.67 | 1 | 0
Winter weekend | 12 | 0.075 | 0.05 | 0 | 0 | 0 | 0.03 | 0 | 0 | 0 | 1.4 | 6.26 | 1 | 0
Winter weekend | 13 | 0.075 | 0.05 | 0 | 0 | 0 | 0.03 | 0 | 0 | 0 | 1.41 | 5.81 | 1 | 0
Winter weekend | 14 | 0.075 | 0.05 | 0 | 0 | 0 | 0.03 | 0 | 0 | 0 | 1.45 | 5.42 | 1 | 0
Winter weekend | 15 | 0.075 | 0.05 | 0 | 0 | 0 | 0.03 | 0 | 0 | 0 | 1.66 | 4.94 | 1 | 0
Winter weekend | 16 | 0.075 | 0.05 | 0 | 0 | 0 | 0.03 | 0 | 0 | 0 | 2.09 | 3.71 | 1 | 0
Winter weekend | 17 | 0.075 | 0.05 | 0 | 0 | 0 | 0.03 | 0 | 0 | 0 | 2.33 | 2.42 | 1 | 0
Winter weekend | 18 | 0.075 | 0.05 | 0 | 0 | 0 | 0.03 | 0 | 0 | 0 | 2.28 | 1.74 | 1 | 0
Winter weekend | 19 | 0.075 | 0.05 | 0 | 0 | 0 | 0.03 | 0 | 0 | 0 | 2.14 | 1.66 | 1 | 0
Winter weekend | 20 | 0.075 | 0.05 | 0 | 0 | 0 | 0.03 | 0 | 0 | 0 | 1.93 | 1.78 | 1 | 0
Winter weekend | 21 | 0.075 | 0.05 | 0 | 0 | 0 | 0.03 | 0 | 0 | 0 | 1.58 | 1.67 | 1 | 0
Winter weekend | 22 | 0.075 | 0.05 | 0 | 0 | 0 | 0.03 | 0 | 0 | 0 | 1.05 | 1.16 | 1 | 0
Winter weekend | 23 | 0.075 | 0.05 | 0 | 0 | 0 | 0.03 | 0 | 0 | 0 | 0.55 | 0.89 | 1 | 0
Peak day | 0 | 0.075 | 0.05 | 0 | 0 | 0 | 0.03 | 0 | 0 | 0 | 0.33 | 1.11 | 1 | 0
Peak day | 1 | 0.075 | 0.05 | 0 | 0 | 0 | 0.03 | 0 | 0 | 0 | 0.25 | 0.96 | 1 | 0
Peak day | 2 | 0.075 | 0.05 | 0 | 0 | 0 | 0.03 | 0 | 0 | 0 | 0.23 | 0.89 | 1 | 0
Peak day | 3 | 0.075 | 0.05 | 0 | 0 | 0 | 0.03 | 0 | 0 | 0 | 0.24 | 0.88 | 1 | 0
Peak day | 4 | 0.075 | 0.05 | 0 | 0 | 0 | 0.03 | 0 | 0 | 0 | 0.29 | 1.59 | 1 | 0
Peak day | 5 | 0.075 | 0.05 | 0 | 0 | 0 | 0.03 | 0 | 0 | 0 | 0.56 | 2.52 | 1 | 0
Peak day | 6 | 0.075 | 0.05 | 0 | 0 | 0 | 0.03 | 0 | 0 | 0 | 1.5 | 12.01 | 1 | 0
Peak day | 7 | 0.075 | 0.05 | 0 | 0 | 0 | 0.03 | 0 | 0 | 0 | 2.41 | 16.31 | 1 | 0
Peak day | 8 | 0.075 | 0.05 | 0 | 0 | 0 | 0.03 | 0 | 0 | 0 | 2.18 | 18.44 | 1 | 0
Peak day | 9 | 0.075 | 0.05 | 0 | 0 | 0 | 0.03 | 0 | 0 | 0 | 1.56 | 19.03 | 1 | 0
Peak day | 10 | 0.075 | 0.05 | 0 | 0 | 0 | 0.03 | 0 | 0 | 0 | 1.15 | 18.61 | 1 | 0
Peak day | 11 | 0.075 | 0.05 | 0 | 0 | 0 | 0.03 | 0 | 0 | 0 | 0.95 | 17.84 | 1 | 0
Peak day | 12 | 0.075 | 0.05 | 0 | 0 | 0 | 0.03 | 0 | 0 | 0 | 0.99 | 17.12 | 1 | 0
Peak day | 13 | 0.075 | 0.05 | 0 | 0 | 0 | 0.03 | 0 | 0 | 0 | 0.96 | 16.47 | 1 | 0
Peak day | 14 | 0.075 | 0.05 | 0 | 0 | 0 | 0.03 | 0 | 0 | 0 | 0.96 | 15.09 | 1 | 0
Peak day | 15 | 0.075 | 0.05 | 0 | 0 | 0 | 0.03 | 0 | 0 | 0 | 1.14 | 13.62 | 1 | 0
Peak day | 16 | 0.075 | 0.05 | 0 | 0 | 0 | 0.03 | 0 | 0 | 0 | 1.77 | 12.13 | 1 | 0
Peak day | 17 | 0.075 | 0.05 | 0 | 0 | 0 | 0.03 | 0 | 0 | 0 | 2.24 | 8.79 | 1 | 0
Peak day | 18 | 0.075 | 0.05 | 0 | 0 | 0 | 0.03 | 0 | 0 | 0 | 2.41 | 5.42 | 1 | 0
Peak day | 19 | 0.075 | 0.05 | 0 | 0 | 0 | 0.03 | 0 | 0 | 0 | 2.31 | 3.65 | 1 | 0
Peak day | 20 | 0.075 | 0.05 | 0 | 0 | 0 | 0.03 | 0 | 0 | 0 | 2.01 | 2.68 | 1 | 0
Peak day | 21 | 0.075 | 0.05 | 0 | 0 | 0 | 0.03 | 0 | 0 | 0 | 1.54 | 2.52 | 1 | 0
Peak day | 22 | 0.075 | 0.05 | 0 | 0 | 0 | 0.03 | 0 | 0 | 0 | 0.92 | 1.64 | 1 | 0
Peak day | 23 | 0.075 | 0.05 | 0 | 0 | 0 | 0.03 | 0 | 0 | 0 | 0.42 | 1.21 | 1 | 0

## Supply operations
Day type | Interval | Heat load | Gas boiler fuel input | Gas boiler heat output | Heat pump fuel input | Heat pump heat output | Storage heat input | Storage heat output | Curtailment
Normal weekday | 0 | 1021.8469 | 0 | 0 | 340.6156 | 1021.8469 | 0 | 0 | 0
Normal weekday | 1 | 1021.8469 | 0 | 0 | 340.6156 | 1021.8469 | 0 | 0 | 0
Normal weekday | 2 | 1021.8469 | 0 | 0 | 340.6156 | 1021.8469 | 0 | 0 | 0
Normal weekday | 3 | 1272.7464 | 0 | 0 | 424.2488 | 1272.7464 | 0 | 0 | 0
Normal weekday | 4 | 2327.211 | 0 | 0 | 775.737 | 2327.211 | 0 | 0 | 0
Normal weekday | 5 | 4053.7975 | 0 | 0 | 1351.2658 | 4053.7975 | 0 | 0 | 0
Normal weekday | 6 | 5138.5087 | 0 | 0 | 1712.8362 | 5138.5087 | 0 | 0 | 0
Normal weekday | 7 | 4433.0213 | 0 | 0 | 1477.6738 | 4433.0213 | 0 | 0 | 0
Normal weekday | 8 | 3437.1771 | 0 | 0 | 1145.7257 | 3437.1771 | 0 | 0 | 0
Normal weekday | 9 | 2602.9766 | 0 | 0 | 867.6589 | 2602.9766 | 0 | 0 | 0
Normal weekday | 10 | 2327.211 | 0 | 0 | 775.737 | 2327.211 | 0 | 0 | 0
Normal weekday | 11 | 2327.211 | 0 | 0 | 775.737 | 2327.211 | 0 | 0 | 0
Normal weekday | 12 | 2327.211 | 0 | 0 | 775.737 | 2327.211 | 0 | 0 | 0
Normal weekday | 13 | 2327.211 | 0 | 0 | 775.737 | 2327.211 | 0 | 0 | 0
Normal weekday | 14 | 2733.0691 | 0 | 0 | 911.023 | 2733.0691 | 0 | 0 | 0
Normal weekday | 15 | 3753.8603 | 0 | 0 | 1251.2868 | 3753.8603 | 0 | 0 | 0
Normal weekday | 16 | 4793.3442 | 0 | 0 | 1597.7814 | 4793.3442 | 0 | 0 | 0
Normal weekday | 17 | 5138.5087 | 0 | 0 | 1712.8362 | 5138.5087 | 0 | 0 | 0
Normal weekday | 18 | 5138.5087 | 0 | 0 | 1712.8362 | 5138.5087 | 0 | 0 | 0
Normal weekday | 19 | 4880.935 | 0 | 0 | 1626.9783 | 4880.935 | 0 | 0 | 0
Normal weekday | 20 | 4246.0579 | 0 | 0 | 1415.3526 | 4246.0579 | 0 | 0 | 0
Normal weekday | 21 | 3214.5941 | 0 | 0 | 1071.5314 | 3214.5941 | 0 | 0 | 0
Normal weekday | 22 | 2179.8062 | 0 | 0 | 726.6021 | 2179.8062 | 0 | 0 | 0
Normal weekday | 23 | 1488.6624 | 0 | 0 | 496.2208 | 1488.6624 | 0 | 0 | 0
Normal weekend | 0 | 1272.7464 | 0 | 0 | 424.2488 | 1272.7464 | 0 | 0 | 0
Normal weekend | 1 | 1272.7464 | 0 | 0 | 424.2488 | 1272.7464 | 0 | 0 | 0
Normal weekend | 2 | 1272.7464 | 0 | 0 | 424.2488 | 1272.7464 | 0 | 0 | 0
Normal weekend | 3 | 1272.7464 | 0 | 0 | 424.2488 | 1272.7464 | 0 | 0 | 0
Normal weekend | 4 | 2024.4443 | 0 | 0 | 674.8148 | 2024.4443 | 0 | 0 | 0
Normal weekend | 5 | 3650.349 | 0 | 0 | 1216.783 | 3650.349 | 0 | 0 | 0
Normal weekend | 6 | 4880.935 | 0 | 0 | 1626.9783 | 4880.935 | 0 | 0 | 0
Normal weekend | 7 | 4704.8107 | 0 | 0 | 1568.2702 | 4704.8107 | 0 | 0 | 0
Normal weekend | 8 | 3955.4622 | 0 | 0 | 1318.4874 | 3955.4622 | 0 | 0 | 0
Normal weekend | 9 | 3214.5941 | 0 | 0 | 1071.5314 | 3214.5941 | 0 | 0 | 0
Normal weekend | 10 | 2858.8259 | 0 | 0 | 952.942 | 2858.8259 | 0 | 0 | 0
Normal weekend | 11 | 2858.8259 | 0 | 0 | 952.942 | 2858.8259 | 0 | 0 | 0
Normal weekend | 12 | 2858.8259 | 0 | 0 | 952.942 | 2858.8259 | 0 | 0 | 0
Normal weekend | 13 | 2980.739 | 0 | 0 | 993.5797 | 2980.739 | 0 | 0 | 0
Normal weekend | 14 | 3214.5941 | 0 | 0 | 1071.5314 | 3214.5941 | 0 | 0 | 0
Normal weekend | 15 | 4150.6315 | 0 | 0 | 1383.5438 | 4150.6315 | 0 | 0 | 0
Normal weekend | 16 | 4793.3442 | 0 | 0 | 1597.7814 | 4793.3442 | 0 | 0 | 0
Normal weekend | 17 | 5138.5087 | 0 | 0 | 1712.8362 | 5138.5087 | 0 | 0 | 0
Normal weekend | 18 | 5138.5087 | 0 | 0 | 1712.8362 | 5138.5087 | 0 | 0 | 0
Normal weekend | 19 | 4793.3442 | 0 | 0 | 1597.7814 | 4793.3442 | 0 | 0 | 0
Normal weekend | 20 | 4246.0579 | 0 | 0 | 1415.3526 | 4246.0579 | 0 | 0 | 0
Normal weekend | 21 | 3327.1657 | 0 | 0 | 1109.0552 | 3327.1657 | 0 | 0 | 0
Normal weekend | 22 | 2179.8062 | 0 | 0 | 726.6021 | 2179.8062 | 0 | 0 | 0
Normal weekend | 23 | 1488.6624 | 0 | 0 | 496.2208 | 1488.6624 | 0 | 0 | 0
Winter weekday | 0 | 4793.3442 | 0 | 0 | 2477.2883 | 7431.865 | 2638.5208 | 0 | 0
Winter weekday | 1 | 4340.162 | 0 | 0 | 4550.0244 | 13650.0733 | 9309.9113 | 0 | 0
Winter weekday | 2 | 4246.0579 | 0 | 0 | 4550.0244 | 13650.0733 | 9404.0154 | 0 | 0
Winter weekday | 3 | 4340.162 | 0 | 0 | 4550.0244 | 13650.0733 | 9309.9113 | 0 | 0
Winter weekday | 4 | 4967.6305 | 0 | 0 | 1655.8768 | 4967.6305 | 0 | 0 | 0
Winter weekday | 5 | 7588.4664 | 0 | 0 | 4550.0244 | 13650.0733 | 6061.607 | 0 | 0
Winter weekday | 6 | 14718.7033 | 0 | 0 | 4550.0244 | 13650.0733 | 0 | 1187.3666 | 0
Winter weekday | 7 | 20968.4611 | 0 | 0 | 4550.0244 | 13650.0733 | 0 | 8131.542 | 9.0949e-13
Winter weekday | 8 | 17276.2606 | 0 | 0 | 4550.0244 | 13650.0733 | 0 | 4029.0969 | -1.3642e-12
Winter weekday | 9 | 13021.4711 | 0 | 0 | 4550.0244 | 13650.0733 | 628.6022 | 0 | 0
Winter weekday | 10 | 11213.3247 | 0 | 0 | 4550.0244 | 13650.0733 | 2436.7487 | 0 | 0
Winter weekday | 11 | 10582.7457 | 0 | 0 | 4550.0244 | 13650.0733 | 3067.3277 | 0 | 0
Winter weekday | 12 | 11002.2727 | 0 | 0 | 4550.0244 | 13650.0733 | 2647.8006 | 0 | 0
Winter weekday | 13 | 11354.5796 | 0 | 0 | 4550.0244 | 13650.0733 | 2295.4938 | 0 | 0
Winter weekday | 14 | 11852.9684 | 0 | 0 | 4550.0244 | 13650.0733 | 1797.1049 | 0 | 0
Winter weekday | 15 | 14009.5369 | 0 | 0 | 4550.0244 | 13650.0733 | 0 | 399.404 | -1.5291e-11
Winter weekday | 16 | 19006.7356 | 0 | 0 | 4550.0244 | 13650.0733 | 0 | 5951.8469 | 0
Winter weekday | 17 | 22885.0439 | 247.3375 | 234.9706 | 4550.0244 | 13650.0733 | 0 | 10000 | 0
Winter weekday | 18 | 22208.7666 | 0 | 0 | 4550.0244 | 13650.0733 | 0 | 9509.6592 | -1.819e-12
Winter weekday | 19 | 20506.5359 | 0 | 0 | 4550.0244 | 13650.0733 | 0 | 7618.2917 | -9.0949e-13
Winter weekday | 20 | 18022.7269 | 0 | 0 | 4550.0244 | 13650.0733 | 0 | 4858.5039 | -9.0949e-13
Winter weekday | 21 | 14718.7033 | 0 | 0 | 4550.0244 | 13650.0733 | 0 | 1187.3666 | 0
Winter weekday | 22 | 10374.0392 | 0 | 0 | 4550.0244 | 13650.0733 | 3276.0342 | 0 | 0
Winter weekday | 23 | 6565.2453 | 0 | 0 | 2188.4151 | 6565.2453 | 0 | 0 | 0
Winter weekend | 0 | 5222.7711 | 0 | 0 | 4550.0244 | 13650.0733 | 8427.3023 | 0 | 0
Winter weekend | 1 | 4524.7067 | 0 | 0 | 4550.0244 | 13650.0733 | 9125.3666 | 0 | 0
Winter weekend | 2 | 4340.162 | 0 | 0 | 1446.7207 | 4340.162 | 0 | 0 | 0
Winter weekend | 3 | 4340.162 | 0 | 0 | 3095.4432 | 9286.3296 | 4946.1675 | 0 | 0
Winter weekend | 4 | 4880.935 | 0 | 0 | 4550.0244 | 13650.0733 | 8769.1383 | 0 | 0
Winter weekend | 5 | 6789.0862 | 0 | 0 | 2263.0287 | 6789.0862 | 0 | 0 | 0
Winter weekend | 6 | 12068.7041 | 0 | 0 | 4550.0244 | 13650.0733 | 1581.3692 | 0 | 0
Winter weekend | 7 | 18506.9855 | 0 | 0 | 4550.0244 | 13650.0733 | 0 | 5396.5691 | 0
Winter weekend | 8 | 18311.519 | 0 | 0 | 4550.0244 | 13650.0733 | 0 | 5179.3841 | 0
Winter weekend | 9 | 15204.6128 | 0 | 0 | 4550.0244 | 13650.0733 | 0 | 1727.2661 | 1.1369e-12
Winter weekend | 10 | 13246.0502 | 0 | 0 | 4550.0244 | 13650.0733 | 404.0232 | 0 | 0
Winter weekend | 11 | 12285.8756 | 0 | 0 | 4550.0244 | 13650.0733 | 1364.1978 | 0 | 0
Winter weekend | 12 | 12651.2989 | 0 | 0 | 4550.0244 | 13650.0733 | 998.7745 | 0 | 0
Winter weekend | 13 | 12724.9383 | 0 | 0 | 4550.0244 | 13650.0733 | 925.135 | 0 | 0
Winter weekend | 14 | 13021.4711 | 0 | 0 | 4550.0244 | 13650.0733 | 628.6022 | 0 | 0
Winter weekend | 15 | 14638.7797 | 0 | 0 | 4550.0244 | 13650.0733 | 0 | 1098.5626 | 6.8212e-13
Winter weekend | 16 | 18408.9498 | 0 | 0 | 4550.0244 | 13650.0733 | 0 | 5287.6405 | -1.819e-12
Winter weekend | 17 | 20968.4611 | 0 | 0 | 4550.0244 | 13650.0733 | 0 | 8131.542 | 9.0949e-13
Winter weekend | 18 | 20393.6647 | 0 | 0 | 4550.0244 | 13650.0733 | 0 | 7492.8793 | 9.0949e-13
Winter weekend | 19 | 18905.4592 | 0 | 0 | 4550.0244 | 13650.0733 | 0 | 5839.3176 | -1.819e-12
Winter weekend | 20 | 16914.7278 | 0 | 0 | 4550.0244 | 13650.0733 | 0 | 3627.3939 | 9.0949e-13
Winter weekend | 21 | 14009.5369 | 0 | 0 | 4550.0244 | 13650.0733 | 0 | 399.404 | -5.6843e-13
Winter weekend | 22 | 10165.8779 | 0 | 0 | 3388.626 | 10165.8779 | 0 | 0 | 0
Winter weekend | 23 | 6640.1909 | 0 | 0 | 4550.0244 | 13650.0733 | 7009.8825 | 0 | 0
Peak day | 0 | 4880.935 | 0 | 0 | 1626.9783 | 4880.935 | 0 | 0 | 0
Peak day | 1 | 4150.6315 | 0 | 0 | 4550.0244 | 13650.0733 | 9499.4419 | 0 | 0
Peak day | 2 | 3955.4622 | 0 | 0 | 4550.0244 | 13650.0733 | 9694.6111 | 0 | 0
Peak day | 3 | 4053.7975 | 0 | 0 | 1351.2658 | 4053.7975 | 0 | 0 | 0
Peak day | 4 | 4524.7067 | 0 | 0 | 3632.3424 | 10897.0272 | 6372.3205 | 0 | 0
Peak day | 5 | 6714.7998 | 0 | 0 | 4550.0244 | 13650.0733 | 6935.2735 | 0 | 0
Peak day | 6 | 13396.864 | 0 | 0 | 4465.6213 | 13396.864 | 0 | 0 | 0
Peak day | 7 | 21949.6427 | 0 | 0 | 4550.0244 | 13650.0733 | 0 | 9221.7437 | -1.819e-12
Peak day | 8 | 19314.8075 | 0 | 0 | 4550.0244 | 13650.0733 | 0 | 6294.1491 | 9.0949e-13
Peak day | 9 | 13854.8944 | 0 | 0 | 4550.0244 | 13650.0733 | 0 | 227.579 | 5.4001e-13
Peak day | 10 | 10862.0768 | 0 | 0 | 4550.0244 | 13650.0733 | 2787.9966 | 0 | 0
Peak day | 11 | 9474.3181 | 0 | 0 | 4550.0244 | 13650.0733 | 4175.7553 | 0 | 0
Peak day | 12 | 9750.6901 | 0 | 0 | 3250.23 | 9750.6901 | 0 | 0 | 0
Peak day | 13 | 9543.4023 | 0 | 0 | 3181.1341 | 9543.4023 | 0 | 0 | 0
Peak day | 14 | 9543.4023 | 0 | 0 | 4550.0244 | 13650.0733 | 4106.6711 | 0 | 0
Peak day | 15 | 10792.1178 | 0 | 0 | 4550.0244 | 13650.0733 | 2857.9556 | 0 | 0
Peak day | 16 | 15534.9527 | 0 | 0 | 4550.0244 | 13650.0733 | 0 | 2094.3104 | 1.3642e-12
Peak day | 17 | 19951.746 | 0 | 0 | 4550.0244 | 13650.0733 | 0 | 7001.8584 | -9.0949e-13
Peak day | 18 | 21949.6427 | 0 | 0 | 4550.0244 | 13650.0733 | 0 | 9221.7437 | -1.819e-12
Peak day | 19 | 20735.3479 | 0 | 0 | 4550.0244 | 13650.0733 | 0 | 7872.5273 | 0
Peak day | 20 | 17645.3938 | 0 | 0 | 4550.0244 | 13650.0733 | 0 | 4439.2449 | 4.5475e-13
Peak day | 21 | 13701.2555 | 0 | 0 | 4550.0244 | 13650.0733 | 0 | 56.869 | -1.8474e-13
Peak day | 22 | 9267.0271 | 0 | 0 | 3089.009 | 9267.0271 | 0 | 0 | 0
Peak day | 23 | 5633.693 | 0 | 0 | 1877.8977 | 5633.693 | 0 | 0 | 0

## Supply parameters
Parameter | Value
Accounting Period (years) | 50
Discount Rate | 0.035
Curtailment Cost (¤/kWh) | 10000
Can Dump Heat | FALSE
MIP Gap | 0.03
Time Limit (hours) | 1
Default profile | Residential